## Data Input Sheet
|  | GDB Actual values |  |  | GDB Forecast values |  |  | Uses imediately preceeding value
Source: | Powerco 2013-Gas-Disclosure.pdf X CPIs of 1%, 1.4% and 0.5% | Powerco-Gas-Information-Disclosure-2014.pdf X CPIs of 1.4% and 0.5% | Powerco-Gas-Information-Disclosure-2015.pdf X CPI 0.5% | Powerco-2016-Gas-AMP-update.pdf
Metrics | Actuals |  |  |  | Forecast
| 2013 | 2014 | 2015 | 2016 | 2017 | 2018 | 2019 | 2020 | 2021 | 2022 | 2023 | 2024 | 2025 | 2026
Operational expenditure ($ real)
Service interruptions, incidents and emergencies | 408.6165 | 364.8271 | 374.865 | 367 | 408 | 410 | 412 | 415 | 417 | 419 | 421 | 423 | 425 | 427
Routine and corrective maintenance and inspection | 2418.7626 | 2218.5154 | 2125.575 | 2304 | 2036 | 2047 | 2057 | 2067 | 2077 | 2088 | 2098 | 2109 | 2119 | 2130
Asset replacement and renewal | 1594.3248 | 2712.7643 | 2865.255 | 2540 | 3025 | 2979 | 2994 | 3009 | 3024 | 3039 | 3054 | 3069 | 3085 | 3100
Total network opex | 4421.704 | 5296.1068 | 5365.695 | 5211 | 5469 | 5436 | 5463 | 5491 | 5518 | 5546 | 5573 | 5601 | 5629 | 5657
System operations and network support | 4265.2563 | 3997.8116 | 3407.955 | 4724 | 4212 | 4136 | 4136 | 4136 | 4136 | 4136 | 4136 | 4136 | 4136 | 4136
Business support | 6035.5847 | 6187.793 | 6782.745 | 6301 | 6689 | 6672 | 6674 | 6674 | 6674 | 6674 | 6674 | 6674 | 6674 | 6674
Total non Network opex | 10300.8411 | 10185.6046 | 10190.7 | 11025 | 10901 | 10808 | 10810 | 10810 | 10810 | 10810 | 10810 | 10810 | 10810 | 10810
Total operational expenditure | 14722.5451 | 15481.7114 | 15556.395 | 16236 | 16370 | 16244 | 16273 | 16301 | 16328 | 16356 | 16383 | 16411 | 16439 | 16467
Expenditure on assets ($ real)
Consumer connection | 4254.9637 | 4248.5028 | 4424.01 | 4953.4536 | 3767 | 3347 | 3383 | 3389 | 3375 | 3993 | 4009 | 4006 | 4010 | 4012
System growth | 673.1365 | 325.0833 | 1275.345 | 687.472 | 1355 | 1291 | 1342 | 1499 | 2335 | 1866 | 1314 | 1313 | 1091 | 1091
Asset replacement and renewal | 640.2002 | 869.2667 | 2653.2 | 1799.1746 | 2036 | 2699 | 3004 | 2750 | 2741 | 2755 | 3319 | 3317 | 3320 | 3322
Asset relocations | 102.9261 | 70.3158 | 166.83 | 38.2656 | 43 | 17 | 17 | 17 | 17 | 112 | 113 | 113 | 113 | 113
Total reliability, safety and environment | 314.9538 | 3745.0822 | 5135.55 | 4057.1531 | 5877 | 5217 | 4893 | 3723 | 4157 | 3616 | 3412 | 3409 | 3412 | 3414
Total network expenditure on assets | 5986.1802 | 9258.2509 | 13654.935 | 11535.519 | 13078 | 12571 | 12639 | 11378 | 12625 | 12342 | 12167 | 12158 | 11946 | 11952
Expenditure on Non-Network Assets | 1612.8515 | 1573.4441 | 806.01 | 1206.1886 | 2119 | 1453 | 1103 | 1068 | 1042 | 1042 | 1042 | 1042 | 1042 | 1042
Value of capital contributions | 295.3978 | 222.1573 | 591.945 | 210.7712 | 661 | 692 | 692 | 692 | 692 | 777 | 792 | 808 | 824 | 841
Total capital expenditure | 7894.4296 | 11053.8523 | 15052.89 | 12952.4788 | 15858 | 14716 | 14434 | 13138 | 14359 | 13384 | 13209 | 13200 | 12988 | 12994
Total capital expenditure (excl cost of funding and capital contributions) | 7599.0317 | 10831.695 | 14460.945 | 12741.7076 | 15197 | 14024 | 13742 | 12446 | 13667 | 12607 | 12417 | 12392 | 12164 | 12153
Total ICPs at year end | 102794 | 103358 | 104380 | 105236 | 106476 | 107206 | 107937 | 108667 | 109403 | 109403 | 109403 | 109403 | 109403 | 109403
Difference |  | 564 | 1022 | 856 | 1240 | 730 | 731 | 730 | 736 | 0 | 0 | 0 | 0 | 0
ICPs connected in year
Residential | 1174 | 1361 | 1447 | 1625 | 1286 | 1306 | 1315 | 1316 | 1316 | 1316 | 1316 | 1316 | 1316 | 1316
Commercial | 123 | 101 | 108 | 112 | 178 | 178 | 177 | 176 | 176 | 176 | 176 | 176 | 176 | 176
Industrial | 1 | 0 | 1 | 0 | 1 | 1 | 1 | 1 | 1 | 1 | 1 | 1 | 1 | 1
ICP disconnections |  | 898 | 534 | 881 | 225 | 755 | 762 | 763 | 757 | 1493 | 1493 | 1493 | 1493 | 1493
Total New Connections | 1298 | 1462 | 1556 | 1737 | 1465 | 1485 | 1493 | 1493 | 1493 | 1493 | 1493 | 1493 | 1493 | 1493
Total gas conveyed/annum (GJ) | 8762903 | 8942366 | 9136409 | 8525228.509 | 9082109 | 9177434 | 9274507 | 9373375 | 9473297 | 9473297 | 9473297 | 9473297 | 9473297 | 9473297
Maximum daily load (GJ/day) | 43030 | 42857 | 43749 | 43007 | 42136 | 42576 | 43025 | 43482 | 43948 | 43948 | 43948 | 43948 | 43948 | 43948
Maximum monthly load (GJ/month) | 955951.414 | 1023976.017 | 1048920 | 1012724.332 | 1010245 | 1020794 | 1031562 | 1042502 | 1053672 | 1053672 | 1053672 | 1053672 | 1053672 | 1053672
Average monthly load (average GJ/month) | 730241.9167 | 745197.1667 | 761367.4167 | 710435.7091 | 756842.4167 | 764786.1667 | 772875.5833 | 781114.5833 | 789441.4167 | 789441.4167 | 789441.4167 | 789441.4167 | 789441.4167 | 789441.4167
System length by material (defined by GDB)
PE | 5150.5175 | 5192.5072 | 5238 | 5307 | 5307 | 5307 | 5307 | 5307 | 5307 | 5307 | 5307 | 5307 | 5307 | 5307
Steel | 492.1932 | 491.1211 | 488 | 486 | 486 | 486 | 486 | 486 | 486 | 486 | 486 | 486 | 486 | 486
Other | 95.424 | 95.565 | 89 | 90 | 90 | 90 | 90 | 90 | 90 | 90 | 90 | 90 | 90 | 90
km of pipeline for supply | 5738.1347 | 5779.1932 | 5815 | 5883 | 5883 | 5883 | 5883 | 5883 | 5883 | 5883 | 5883 | 5883 | 5883 | 5883
Load Factor | 76.39% | 72.77% | 72.59% | 70.15% | 70.15% | 70.15% | 70.15% | 70.15% | 70.15% | 70.15% | 70.15% | 70.15% | 70.15% | 70.15%
Class A (planned interruptions by GDB) | 1 | 0 | 0 | 0
Class B (planned interruptions on the network) | 139 | 225 | 199 | 216 | 216 | 216 | 216 | 216 | 216 | 216 | 216 | 216 | 216 | 216
Class C (unplanned interruptions on the network) | 724 | 685 | 728 | 457 | 457 | 457 | 457 | 457 | 457 | 457 | 457 | 457 | 457 | 457
Class D (unplanned interruptions by GTB) | 0 | 0 | 0 | 0
Class I (unplanned interruptions caused by third party damage) | 300 | 262 | 250 | 245 | 245 | 245 | 245 | 245 | 245 | 245 | 245 | 245 | 245 | 245
Total interruptions | 1164 | 1172 | 1177 | 918 | 918 | 918 | 918 | 918 | 918 | 918 | 918 | 918 | 918 | 918
11a(ii) Consumer Connection
Residential / Small Commercial |  |  | 4430.3521 | 4299 | 3672 | 3460 | 3495 | 3501 | 3489
Commercial Connections |  |  | 433.1015 | 406 | 429 | 400 | 401 | 401 | 400
Industrial |  |  |  | 82 | 83 | 84 | 84 | 84 | 84
Total Consumer Connection Expenditure | 0 | 0 | 4863.4536 | 4787 | 4184 | 3944 | 3980 | 3986 | 3973
11a(ii) System Growth
Intermediate Pressure |  |  |  |  | 112 |  |  | 196 | 363
Medium pressure |  |  | 613 | 811 | 1229 | 1276 | 1326 | 1287 | 1951
Low pressure |  |  |  | 10 | 15 | 15 | 16 | 15 | 21
Other Network Assets
Total System Growth Expenditure | 0 | 0 | 613 | 821 | 1356 | 1291 | 1342 | 1498 | 2335
11a(iv) Asset Replacement and Renewal
Intermediate Pressure |  |  | -171 | 200 | 543 | 582 | 562 | 563 | 561
Medium pressure |  |  | 1807 | 2056 | 1486 | 1852 | 2173 | 2175 | 2167
Low pressure |  |  | 25 | 2 | 7 | 9 | 13 | 13 | 13
Other Network Assets |  |  | 138 | 148 |  | 257 | 256
Total Asset Replacement and Renewal Expenditure | 0 | 0 | 1799 | 2406 | 2036 | 2700 | 3004 | 2751 | 2741
11 a(v) Asset Relocations
Project Name | 2013 | 2014 | 2015 | 2016 | 2017 | 2018 | 2019 | 2020 | 2021 | 2022 | 2023 | 2024 | 2025 | 2026
Transmission Gully |  |  |  | 132 | 176
Other |  |  | -9 | 72 | 111 | 112 | 112 | 112 | 112
Total Asset Relocation Expenditure | 0 | 0 | -9 | 204 | 287 | 112 | 112 | 112 | 112 | 0 | 0 | 0 | 0 | 0
Reliability, Safety and Environment Costs
11a(vii) Quality of Supply
Project Name | 2013 | 2014 | 2015 | 2016 | 2017 | 2018 | 2019 | 2020 | 2021 | 2022 | 2023 | 2024 | 2025 | 2026
SCADA site transmittors |  |  |  | 87 | 116 | - | - | - | -
159 Westown Capacity Reinforcement - Ferndale (Taranaki) |  |  | 119 | 119 | - | 167 | 502 | - | -
Base Hospital DRS installation (Taranaki) |  |  | 155 | 141 | - | - | - | - | -
Wellington CBD (Neon) |  |  |  | 124 | - | - | - | - | -
Wellington CBD - Phase 2 |  |  | 257 | 116 | 1163 | 2289 | 2239 | 1793 | 1787
Alexander Road additional point of supply (HVP) |  |  |  | - | - | - | - | - | 223
Palmerston North Eastern Reinforcement (Manawatu) |  |  | 358 | 289 | 1776 | - | -
160 Kelson additional point of supply (HVP) |  |  |  | - | - | - | 224 | - | -
161 Awapuni Reinforcement - Stage 1 |  |  |  | - | - | 168 | - | - | -
162 Waimea/Brois Link |  |  |  | - | - | - | - | - | 223
Other |  |  | 250 | 250 | 389 | 167 | 112 | 112 | 112
Wellington CBD Upgrade |  |  | 124
Waterloo DRS Replacement
Total Quality of Supply Project Costs | 0 | 0 | 1263 | 1126 | 3444 | 2791 | 3077 | 1905 | 2345 | 0 | 0 | 0 | 0 | 0
11a(vii) Legislative and Regulatory
Project Name | 2013 | 2014 | 2015 | 2016 | 2017 | 2018 | 2019 | 2020 | 2021 | 2022 | 2023 | 2024 | 2025 | 2026
Total Legislative and Regulatory Costs | 0 | 0 | 0 | 0 | 0 | 0 | 0 | 0 | 0 | 0 | 0 | 0 | 0 | 0
11a(viii) Other Reliability, Safety and Environment
Project Name | 2013 | 2014 | 2015 | 2016 | 2017 | 2018 | 2019 | 2020 | 2021 | 2022 | 2023 | 2024 | 2025 | 2026
Hutt River Crossing (HVP) |  |  | 1667 | 1666 | - | - | - | - | -
184 Wellington CP Safety Improvement |  |  | 160 | 145 | 99 | - | - | - | -
185 Mount Cook DRS Renewal |  |  |  | 149 | - | - | - | - | -
Gloucester Street DRS Renewal |  |  |  | 277 | 82 | - | - | - | -
Riddlers Crescent DRS Renewal |  |  |  | 12 | 378 | 369 | - | - | -
DRS Renewal prorgramme (All regions) |  |  |  | - | 425 | 1264 | 1145 | 1146 | 1142
Curtis Street DRS Renewal |  |  | 142 | 139 | - | - | - | - | -
Porirua CBD DRS Rationalisation (HVP) |  |  |  | 276 | 412 | - | - | - | -
Hawkes Bay IP Valve Safety Improvement |  |  | 302 | 295 | 282 | - | - | - | -
Eastbourne Exposed Pipe |  |  |  | - | 110 | - | - | - | -
186 DRS SCADA & Flow measurement |  |  |  | 5 | 224 | 614 | 560 | 560 | 558
187 IP Isolation Plans |  |  |  | - | 67 | 67 | - | - | -
Other |  |  | 329 | 405 | 354 | 112 | 112 | 112 | 112
Kings Wharf DRS Safety |  |  | 194
Total Quality of Supply Project Costs | 0 | 0 | 1263 | 1126 | 3444 | 2791 | 3077 | 1905 | 2345 | 0 | 0 | 0 | 0 | 0
Total Legislative and Regulatory Costs | 0 | 0 | 0 | 0 | 0 | 0 | 0 | 0 | 0 | 0 | 0 | 0 | 0 | 0
Total Other Reliability, Safety and Environment Costs | 0 | 0 | 2794 | 3369 | 2433 | 2426 | 1817 | 1818 | 1812 | 0 | 0 | 0 | 0 | 0
Total Reliability, Safety and Environment Costs | 0 | 0 | 4057 | 4495 | 5877 | 5217 | 4894 | 3723 | 4157 | 0 | 0 | 0 | 0 | 0
11a(ix) Non-Network Assets |  |  |  |  | 13562
56.82%
Routine Expenditure
Project Name | 2013 | 2014 | 2015 | 2016 | 2017 | 2018 | 2019 | 2020 | 2021 | 2022 | 2023 | 2024 | 2025 | 2026
Other |  |  |  | 2183 | 2119 | 1453 | 1103 | 1068 | 1042
IT Renewal |  |  | 217
Total Routine Expenditure Project Costs | 0 | 0 | 217 | 2183 | 2119 | 1453 | 1103 | 1068 | 1042 | 0 | 0 | 0 | 0 | 0
Atypical Expenditure
Project Name | 2013 | 2014 | 2015 | 2016 | 2017 | 2018 | 2019 | 2020 | 2021 | 2022 | 2023 | 2024 | 2025 | 2026
Upgrade of Network operations and data centre |  |  | 375
Other |  |  | 411
Total Atypical Expenditure Project Costs | 0 | 0 | 786 | 0 | 0 | 0 | 0 | 0 | 0 | 0 | 0 | 0 | 0 | 0
Total Non-Network Assets Costs | 0 | 0 | 1003 | 2183 | 2119 | 1453 | 1103 | 1068 | 1042 | 0 | 0 | 0 | 0 | 0
Note on J20: Richard H: Capital Contributions are removed from 2016 - 2021 figures, based on information in the individual capex categories from the 2016 AMP
Note on K27: Richard H: Values from 2021 onwards are given as Nominal in the AMP. Constant Prices are not available.
Note on K28: Richard H: For 2016 -2021 Individual Capex figures are removed from the capex categories. For 2022 onwards they are not.
Note on B62: Microsoft Office User: ID Schd 10a(i)
Note on D62: Microsoft Office User: ID Schd 10a(i)

## Asset Data Input Sheet
Asset age
|  |  | Current Year: | 2016
|  |  |  | 51 | 44 | 39 | 34 | 29 | 24 | 19 | 16 | 15 | 14 | 13 | 12 | 11 | 10 | 9 | 8 | 7 | 6 | 5 | 4 | 3 | 2 | 1 | [12 empty] | Asset Condition
Asset Category 1 | Asset Category 2 | Asset Category 3 | Units | pre-1970 | 1970–1974 | 1975–1979 | 1980–1984 | 1985-1989 | 1990–1994 | 1995–1999 | 2000 | 2001 | 2002 | 2003 | 2004 | 2005 | 2006 | 2007 | 2008 | 2009 | 2010 | 2011 | 2012 | 2013 | 2014 | 2015 |  | 2016 | 2017 | 2018 | 2019 | 2020 | 2021 | 2022 | 2023 | 2024 | 2025 |  | Asset Category 1 | Asset Category 2 | Asset Category 3 | Units | Grade 1 | Grade 2 | Grade 3 | Grade 4 | Grade Unknown | Data Accuracy [1-4] | % of asset forecast to be replaced in the next 5 years
Intermediate Pressure | Main pipe | IP PE main pipe | km | - | - | - | - | - | - | - | [27 empty] | 1 | Intermediate Pressure | Main Pipe | IP PE main pipe | km | 0% | 0% | 0% | 99.23% | 0.77% | 3 | 0% | bar: 2000 to 2015
Intermediate Pressure | Main pipe | IP steel main pipe | km | 6 | 67 | 34 | 92 | 44 | 12 | 4 | 4 | 0 | 0 | 0 | 0 | 0 | 0 | 0 | 0 | 0 | 0 | 0 | 0 | - | 0 | 0 | [11 empty] | 263 | Intermediate Pressure | Main Pipe | IP steel main pipe | km | 0% | 0% | 79.94% | 0.32% | 19.75% | 3 | 0%
Intermediate Pressure | Main pipe | IP other main pipe | km | - | - | - | - | - | - | - | [27 empty] | 0 | Intermediate Pressure | Main Pipe | IP other main pipe | km | 0% | 0% | 0% | 0% | 0% | 0 | 0% | bar: 2000 to 2015
Intermediate Pressure | Service pipe | IP PE service pipe | km | - | - | 0 | 0 | - | - | 0 | - | - | - | - | - | - | - | 0 | 0 | 0 | 0 | - | 0 | - | - | - | [11 empty] | 0 | Intermediate Pressure | Service Pipe | IP PE service pipe | km | 0% | 0% | 77.96% | 18.04% | 4.01% | 3 | 0%
Intermediate Pressure | Service pipe | IP steel service pipe | km | 0 | 1 | 2 | 3 | 3 | 1 | 0 | 0 | 0 | - | 0 | 0 | 0 | 0 | 0 | 0 | 0 | 0 | 0 | 0 | 0 | - | 0 | [11 empty] | 10 | Intermediate Pressure | Service Pipe | IP steel service pipe | km | 0% | 0.03% | 24.14% | 0.79% | 75.04% | 3 | 0.03%
Intermediate Pressure | Service pipe | IP other service pipe | km | - | 0 | 0 | 1 | 0 | - | - | 0 | - | - | - | - | 0 | - | - | - | 0 | - | - | - | - | - | - | [11 empty] | 1 | Intermediate Pressure | Service Pipe | IP other service pipe | km | 0% | 0% | 94.89% | 0.68% | 4.43% | 3 | 0%
Intermediate Pressure | Stations | Intermediate pressure DRS | No. | 1 | 2 | 2 | 38 | 33 | 34 | 1 | - | - | - | 2 | 1 | 2 | 2 | 2 | 1 | 1 | 1 | 4 | 2 | - | 3 | 2 | [11 empty] | 134 | Intermediate Pressure | Stations | Intermediate pressure DRS | No. | 0.76% | 4.58% | 80.15% | 14.5% | 0% | 2 | 5.34%
Intermediate Pressure | Line valve | IP line valves | No. | 3 | 54 | 43 | 126 | 404 | 75 | 16 | 3 | 1 | - | 3 | 3 | 7 | 7 | 8 | 8 | 8 | 17 | 13 | 14 | 5 | 4 | 5 | [11 empty] | 827 | Intermediate Pressure | Line Valve | IP line valves | No. | 0% | 0.42% | 55.4% | 6.98% | 37.2% | 2 | 0.21%
Intermediate Pressure | Special crossings | IP crossings | No. | 2 | 9 | 6 | 67 | 19 | 4 | 5 | 2 | - | - | - | - | - | - | - | - | - | - | - | - | - | - | - | [11 empty] | 114 | Intermediate Pressure | Special Crossings | IP crossings | No. | 0.85% | 1.84% | 80.08% | 0% | 17.22% | 2 | 1.78%
Medium Pressure | Main pipe | MP PE main pipe | km | 2 | 40 | 193 | 592 | 632 | 693 | 670 | 62 | 51 | 40 | 29 | 53 | 48 | 46 | 47 | 47 | 26 | 21 | 24 | 29 | 19 | 27 | 15 | [11 empty] | 3406 | Medium Pressure | Main Pipe | MP PE main pipe | km | 0.21% | 0.02% | 90.04% | 8.96% | 0.77% | 3 | 0.23%
Medium Pressure | Main pipe | MP steel main pipe | km | 7 | 58 | 26 | 24 | 24 | 7 | 6 | 1 | 0 | 0 | 0 | 0 | 0 | - | 0 | 0 | 0 | 0 | 0 | 0 | - | 0 | 0 | [11 empty] | 153 | Medium Pressure | Main Pipe | MP steel main pipe | km | 0% | 0.02% | 80.04% | 0.19% | 19.75% | 3 | 0.02%
Medium Pressure | Main pipe | MP other main pipe | km | 0 | 1 | 5 | 9 | 10 | 4 | 3 | 0 | 0 | 0 | 0 | 0 | 0 | 0 | 0 | 0 | 0 | - | - | - | - | - | 0 | [11 empty] | 32 | Medium Pressure | Main Pipe | MP other main pipe | km | 0% | 0% | 22.7% | 0.05% | 77.25% | 3 | 0%
Medium Pressure | Service pipe | MP PE service pipe | km | 2 | 16 | 86 | 324 | 309 | 357 | 302 | 34 | 29 | 28 | 25 | 26 | 23 | 22 | 25 | 21 | 18 | 21 | 21 | 23 | 21 | 21 | 19 | [11 empty] | 1773 | Medium Pressure | Service Pipe | MP SPE service pipe | km | 0.13% | 0.1% | 84% | 11.76% | 4.01% | 3 | 0.23%
Medium Pressure | Service pipe | MP steel service pipe | km | 1 | 10 | 15 | 9 | 7 | 6 | 5 | 0 | 0 | 0 | 0 | 0 | 0 | 0 | 0 | 0 | - | 0 | 0 | 0 | 0 | 0 | 0 | [11 empty] | 53 | Medium Pressure | Service Pipe | MP steel service pipe | km | 0% | 0.06% | 24.82% | 0.08% | 75.04% | 3 | 0.06%
Medium Pressure | Service pipe | MP other service pipe | km | 0 | 1 | 2 | 24 | 14 | 8 | 2 | 0 | 0 | 0 | 0 | 1 | 0 | 0 | 0 | 0 | 0 | 0 | 0 | 0 | 0 | - | 0 | [11 empty] | 52 | Medium Pressure | Service Pipe | MP other service pipe | km | 0% | 0.02% | 93.66% | 1.89% | 4.43% | 3 | 0.02%
Medium Pressure | Stations | Medium pressure DRS | No. | - | - | - | 7 | 33 | 12 | 1 | - | - | 1 | - | 1 | 1 | - | - | - | 1 | - | 1 | 1 | 1 | 1 | 2 | [11 empty] | 63 | Medium Pressure | Stations | Medium pressure DRS | No. | 0% | 9.38% | 75% | 6.25% | 9.38% | 2 | 9.38%
Medium Pressure | Line valve | MP line valves | No. | 3 | 13 | 37 | 62 | 638 | 227 | 28 | 1 | 2 | 11 | 11 | 22 | 23 | 25 | 24 | 35 | 35 | 49 | 53 | 57 | 33 | 33 | 33 | [11 empty] | 1455 | Medium Pressure | Line Valve | MP line valves | No. | 0.14% | 0.43% | 42.53% | 19.33% | 37.57% | 2 | 0.36%
Medium Pressure | Special crossings | MP special crossings | No. | 2 | 19 | 8 | 100 | 62 | 33 | 18 | 3 | 6 | 2 | - | 1 | 3 | - | - | 1 | 3 | - | - | - | 1 | - | - | [11 empty] | 262 | Medium Pressure | Special Crossings | MP special crossings | No. | 0% | 0.9% | 69.13% | 1.81% | 28.15% | 2 | 0.45%
Low Pressure | Main pipe | LP PE main pipe | km | - | 0 | 0 | 3 | 6 | 22 | 3 | 0 | 0 | - | 1 | 0 | 0 | 0 | 1 | 1 | 0 | 0 | 0 | 0 | 0 | 2 | 0 | [11 empty] | 39 | Low Pressure | Main Pipe | LP PE main pipe | km | 0% | 0.01% | 88.06% | 11.16% | 0.77% | 3 | 0.01%
Low Pressure | Main pipe | LP steel main pipe | km | - | - | 0 | 0 | 0 | 3 | 1 | 0 | - | - | - | - | - | - | - | - | - | - | - | 0 | - | 0 | - | [11 empty] | 4 | Low Pressure | Main Pipe | LP steel main pipe | km | 0% | 0% | 80.1% | 0.15% | 19.75% | 3 | 0%
Low Pressure | Main pipe | LP other main pipe | km | 0 | - | - | 0 | - | 0 | 0 | - | - | - | - | - | - | - | - | - | - | - | - | - | - | 0 | - | [11 empty] | 0 | Low Pressure | Main Pipe | LP other main pipe | km | 0% | 0% | 6.01% | 16.75% | 77.25% | 3 | 0%
Low Pressure | Service pipe | LP PE service pipe | km | 0 | 0 | 0 | 1 | 4 | 7 | 2 | 0 | 0 | 0 | 0 | 0 | 0 | 0 | 0 | 0 | 0 | 0 | 0 | 0 | 0 | 0 | 0 | [11 empty] | 14 | Low Pressure | Service Pipe | LP PE service pipe | km | 0% | 0.67% | 86% | 9.32% | 4.01% | 3 | 0.67%
Low Pressure | Service pipe | LP steel service pipe | km | 0 | 0 | 0 | 0 | 0 | 1 | 0 | 0 | 0 | 0 | 0 | 0 | 0 | - | - | 0 | 0 | - | - | 0 | - | - | - | [11 empty] | 1 | Low Pressure | Service Pipe | LP steel Service pipe | km | 0% | 0% | 24.59% | 0.37% | 75.04% | 3 | 0%
Low Pressure | Service pipe | LP other service pipe | km | 0 | - | 0 | 0 | 0 | 0 | 0 | 0 | - | 0 | 0 | - | - | 0 | - | 0 | - | 0 | 0 | 0 | 0 | 0 | 0 | [11 empty] | 0 | Low Pressure | Service Pipe | LP other service pipe | km | 0% | 0% | 76.44% | 19.13% | 4.43% | 3 | 0%
Low Pressure | Line valve | LP line valves | No. | - | 1 | 1 | 4 | 5 | 177 | 7 | - | - | 2 | 2 | 3 | 3 | 5 | 42 | 6 | 6 | 9 | 3 | 6 | 2 | 12 | 15 | [11 empty] | 318 | Low Pressure | Line Valve | LP line valves | No. | 0% | 0.24% | 34.03% | 24.98% | 40.76% | 2 | 0.12%
Low Pressure | Special crossings | LP special crossings | No. | - | - | - | - | - | 1 | 4 | [27 empty] | 5 | Low Pressure | Special Crossings | LP special crossings | No. | 0% | 0% | 94.94% | 0% | 5.06% | 2 | 0% | bar: 2000 to 2015
All | Monitoring and control systems | Remote terminal units | No. | - | - | - | - | - | - | - | - | - | - | - | - | - | - | - | - | 11 | 18 | 6 | 1 | - | 3 | 3 | [11 empty] | 76 | All | Monitoring and control systens | Remote terminal units | No. | 0% | 0% | 67.11% | 32.89% | 0% | 4 | 0%
All | Cathodic protection systems | Cathodic protection | No. |  | 2 |  | 2 | 2 |  | 2 | [28 empty] | All | Cathodic protection systems | Cathodic protection | No. | 0% | 6.98% | 55.15% | 7.64% | 30.23% | 3 | 3.49% | bar: 2012
Operating Pressure | Asset Category | Asset Class | Units | 1 | 2 | 2 | 10 | 21 | 6 |  | 2000: 3; 2001: 2; 2004: 1; 2009: 1; 2012: 1; 2013: 2; 2014: 1; 2015: 0 | Current Average Age (Years / Km)
Intermediate Pressure | Main pipe | IP PE main pipe | km | [7 empty] | 2012: 4 | 4
Intermediate Pressure | Main pipe | IP steel main pipe | km | 306 | 2948 | 1326 | 3128 | 1276 | 288 | 76 | 64 | 0 | 0 | 0 | 0 | 0 | 0 | 0 | 0 | 0 | 0 | 0 | 0 |  | 0 | 0 | 35.7871
Intermediate Pressure | Main pipe | IP other main pipe | km
Intermediate Pressure | Service pipe | IP PE service pipe | km |  |  | 0 | 0 |  |  | 0 | 2007: 0; 2008: 0; 2009: 0; 2010: 0; 2012: 0
Intermediate Pressure | Service pipe | IP steel service pipe | km | 0 | 44 | 78 | 102 | 87 | 24 | 0 | 0 | 0 |  | 0 | 0 | 0 | 0 | 0 | 0 | 0 | 0 | 0 | 0 | 0 |  | 0 | 33.5
Intermediate Pressure | Service pipe | IP other service pipe | km |  | 0 | 0 | 34 | 0 |  |  | 2000: 0; 2005: 0; 2009: 0 | 34
Intermediate Pressure | Stations | Intermediate pressure DRS | No. | 51 | 88 | 78 | 1292 | 957 | 816 | 19 |  |  |  | 26 | 12 | 22 | 20 | 18 | 8 | 7 | 6 | 20 | 8 |  | 6 | 2 | 25.791
Intermediate Pressure | Line valve | IP line valves | No. | 153 | 2376 | 1677 | 4284 | 11716 | 1800 | 304 | 48 | 15 |  | 39 | 36 | 77 | 70 | 72 | 64 | 56 | 102 | 65 | 56 | 15 | 8 | 5 | 27.8573
Intermediate Pressure | Special crossings | IP crossings | No. | 102 | 396 | 234 | 2278 | 551 | 96 | 95 | 2000: 32 | 33.193
Medium Pressure | Main pipe | MP PE main pipe | km | 102 | 1760 | 7527 | 20128 | 18328 | 16632 | 12730 | 992 | 765 | 560 | 377 | 636 | 528 | 460 | 423 | 376 | 182 | 126 | 120 | 116 | 57 | 54 | 15 | 24.367
Medium Pressure | Main pipe | MP steel main pipe | km | 357 | 2552 | 1014 | 816 | 696 | 168 | 114 | 16 | 0 | 0 | 0 | 0 | 0 |  | 0 | 0 | 0 | 0 | 0 | 0 |  | 0 | 0 | 37.4706
Medium Pressure | Main pipe | MP other main pipe | km | 0 | 44 | 195 | 306 | 290 | 96 | 57 | 0 | 0 | 0 | 0 | 0 | 0 | 0 | 0 | 0 | 0 | [5 empty] | 0 | 30.875
Medium Pressure | Service pipe | MP PE service pipe | km | 102 | 704 | 3354 | 11016 | 8961 | 8568 | 5738 | 544 | 435 | 392 | 325 | 312 | 253 | 220 | 225 | 168 | 126 | 126 | 105 | 92 | 63 | 42 | 19 | 23.6266
Medium Pressure | Service pipe | MP steel service pipe | km | 51 | 440 | 585 | 306 | 203 | 144 | 95 | 0 | 0 | 0 | 0 | 0 | 0 | 0 | 0 | 0 |  | 0 | 0 | 0 | 0 | 0 | 0 | 34.4151
Medium Pressure | Service pipe | MP other service pipe | km | 0 | 44 | 78 | 816 | 406 | 192 | 38 | 0 | 0 | 0 | 0 | 12 | 0 | 0 | 0 | 0 | 0 | 0 | 0 | 0 | 0 |  | 0 | 30.5
Medium Pressure | Stations | Medium pressure DRS | No. |  |  |  | 238 | 957 | 288 | 19 | 2002: 14; 2004: 12; 2005: 11; 2009: 7; 2011: 5; 2012: 4; 2013: 3; 2014: 2; 2015: 2 | 24.7937
Medium Pressure | Line valve | MP line valves | No. | 153 | 572 | 1443 | 2108 | 18502 | 5448 | 532 | 16 | 30 | 154 | 143 | 264 | 253 | 250 | 216 | 280 | 245 | 294 | 265 | 228 | 99 | 66 | 33 | 21.7141
Medium Pressure | Special crossings | MP special crossings | No. | 102 | 836 | 312 | 3400 | 1798 | 792 | 342 | 2000: 48; 2001: 90; 2002: 28; 2004: 12; 2005: 33; 2008: 8; 2009: 21; 2013: 3 | 29.8664
Low Pressure | Main pipe | LP PE main pipe | km |  | 0 | 0 | 102 | 174 | 528 | 57 | 0 | 0 |  | 13 | 0 | 0 | 0 | 9 | 8 | 0 | 0 | 0 | 0 | 0 | 4 | 0 | 22.9487
Low Pressure | Main pipe | LP steel main pipe | km |  |  | 0 | 0 | 0 | 72 | 19 | 2000: 0; 2012: 0; 2014: 0 | 22.75
Low Pressure | Main pipe | LP other main pipe | km | 0 |  |  | 0 |  | 0 | 0 | 2014: 0
Low Pressure | Service pipe | LP PE service pipe | km | 0 | 0 | 0 | 34 | 116 | 168 | 38 | 0 | 0 | 0 | 0 | 0 | 0 | 0 | 0 | 0 | 0 | 0 | 0 | 0 | 0 | 0 | 0 | 25.4286
Low Pressure | Service pipe | LP steel service pipe | km | 0 | 0 | 0 | 0 | 0 | 24 | 0 | 2000: 0; 2001: 0; 2002: 0; 2003: 0; 2004: 0; 2005: 0; 2008: 0; 2009: 0; 2012: 0 | 24
Low Pressure | Service pipe | LP other service pipe | km | 0 |  | 0 | 0 | 0 | 0 | 0 | 0 |  | 0 | 0 |  |  | 0 |  | 0 |  | 0 | 0 | 0 | 0 | 0 | 0
Low Pressure | Line valve | LP line valves | No. |  | 44 | 39 | 136 | 145 | 4248 | 133 |  |  | 28 | 26 | 36 | 33 | 50 | 378 | 48 | 42 | 54 | 15 | 24 | 6 | 24 | 15 | 17.7621
Low Pressure | Special crossings | LP special crossings | No. | [5 empty] | 24 | 76 | [16 empty] | 20
All | Monitoring and control systems | Remote terminal units | No. | [7 empty] | 2009: 77; 2010: 108; 2011: 30; 2012: 4; 2014: 6; 2015: 3 | 5.4286
|  | Cathodic Protection | No. | 0 | 88 | 0 | 68 | 58 | 0 | 38 | 0 | 0 | 0 | 0 | 0 | 0 | 0 | 0 | 0 | 0 | 0 | 0 | 4 | 0 | 0 | 0 | 28.4444
|  | Total Closing RAB ($000) | 2015 ID x CPI of 0.5%
Intermediate Pressure | Main pipe | 46673
Medium Pressure | Main pipe | 168773
Low Pressure | Main pipe | 4541
| Service pipe | 94940
| Stations | 5457
| Line valve | 2377
| Special crossings | 368
| Other Network Assets | 12559
| Non-Network Assets | 12708
| Total | 348396
Note on A1: Microsoft Office User: 2015 ID Schedule 9b

## Asset Forecast v AMP
Figures used:
|  |  | Powerco 2013 AMP 11a and 11b constant price figures * CPI of 2013: 1%, 2014: 1.4% and 2015: 0.5% | [13 empty] | Forecast accuracy boundary (% variation)
Capex |  |  | Powerco 2014 AMP 11a and 11b constant price figures * CPI of 2014: 1.4% and 2015: 0.5%
Powerco 2015 AMP 11a and 11b constant price figures * CPI of 2015: 0.5%
|  | 2012 | 2013 | 2014 | 2015 | 2016 | 2017 | 2018 | 2019 | 2020 | 2021 | 2022 | 2023 | 2024 | 2025 | 2026 | 2013 to 2014 AMP Forecasts | 2014 | 2015 | 2016 | 2017 | 2018 | 2019 | 2020 | 2021 | 2022 | 2023 | 2024 | 2025 | 2026
2013 AMP | Consumer connection |  | 3589.0321 | 3724.8945 | 3797.972 | 3797.972 | 3797.972 | 3797.972 | 3797.972 | 3797.972 | 3797.972 | 3797.972 | 3797.972 |  |  |  | Consumer connection | 9.16% | 7.355% | 9.421% | 10.49% | 12.13% | 12.61% | 12.29% | 12.18% | 12.18% | 12%
2014 AMP | Consumer connection |  |  | 4066.0893 | 4077.2991 | 4155.7675 | 4196.5303 | 4258.6935 | 4277.0368 | 4264.8079 | 4260.7317 | 4260.7317 | 4253.5982 | 4250.541 |  |  | System growth | -61.69% | -24.41% | -36.82% | -49.86% | -43.52% | -35.85% | -38.34% | -37.78% | -39.58% | -39.92%
2015 AMP | Consumer connection |  |  |  | 4058.19 | 4030.05 | 4037.085 | 4101.405 | 4119.495 | 4120.5 | 4102.41 | 4111.455 | 4145.625 | 4164.72 | 4162.71 |  | Asset replacement and renewal | -9.407% | -13.52% | -1.721% | -8.092% | -6.428% | -0.642% | -0.9205% | -1.025% | -1.025% | -1.199%
2016 AMP | Consumer connection |  |  |  |  | 5406.4536 | 4184 | 3944 | 3980 | 3986 | 3972 | 3993 | 4009 | 4006 | 4010 | 4012 | Asset relocations | -33.41% | -1.859% | -1.859% | -2.727% | -0.9901% | -0.9901% | -0.9901% | -0.9901% | -0.9901% | -0.9901%
2013 AMP | System growth |  | 2131.5989 | 3191.7374 | 3163.9474 | 3487.1353 | 3749.5967 | 3155.7133 | 3423.3211 | 3348.1851 | 3270.9905 | 3137.1866 | 3102.1917 |  |  |  | Total reliability, safety and environment | 6.14% | 34.71% | 112.3% | 126.7% | 56.52% | 54.69% | 62.04% | 32.03% | 39.14% | 36.5%
2014 AMP | System growth |  |  | 1222.884 | 2391.7573 | 2203.2293 | 1880.1841 | 1782.3534 | 2196.0958 | 2064.6358 | 2035.0828 | 1895.4702 | 1863.879 | 1891.3939 |  |  | Non network assets | 91.18% | 136.7% | 157.4% | 140.2% | -3.805% | -31.57% | -1.373% | -3.674% | -3.674% | -3.674%
2015 AMP | System growth |  |  |  | 1795.935 | 1761.765 | 1313.535 | 1797.945 | 1662.27 | 1656.24 | 2041.155 | 1389.915 | 1401.975 | 1408.005 | 1397.955 |  | Value of capital contributions | -10.48% | -1.64% | -1.401% | -1.331% | -1.414% | -1.49% | -1.846% | -2.051% | -2.241% | -2.424%
2016 AMP | System growth |  |  |  |  | 687.472 | 1355 | 1291 | 1342 | 1499 | 2335 | 1866 | 1314 | 1313 | 1091 | 1091 | Total capital expenditure (excl cost of funding and capital contributions) | -5.473% | 9.386% | 21.2% | 17.49% | -2.52% | -3.108% | 1.489% | -1.229% | 0.1136% | 0.00478%
2013 AMP | Asset replacement and renewal |  | 1385.3849 | 1743.5676 | 2927.2174 | 2927.2174 | 2927.2174 | 3279.2246 | 2927.2174 | 2927.2174 | 2927.2174 | 2927.2174 | 2927.2174
2014 AMP | Asset replacement and renewal |  |  | 1579.5585 | 2531.3699 | 2876.8346 | 2690.3448 | 3068.4198 | 2908.4258 | 2900.2732 | 2897.216 | 2897.216 | 2892.1207 | 2890.0825
2015 AMP | Asset replacement and renewal |  |  |  | 2995.905 | 2147.685 | 3441.12 | 3413.985 | 3255.195 | 3256.2 | 3242.13 | 3249.165 | 3275.295 | 3290.37 | 3289.365 |  | 2014 to 2015 AMP Forecasts | 2014 | 2015 | 2016 | 2017 | 2018 | 2019 | 2020 | 2021 | 2022 | 2023 | 2024 | 2025 | 2026
2016 AMP | Asset replacement and renewal |  |  |  |  | 1972.1746 | 2280 | 2794 | 3099 | 2845 | 2836 | 2755 | 3319 | 3317 | 3320 | 3322 | Consumer connection |  | -0.4687% | -3.025% | -3.799% | -3.693% | -3.683% | -3.384% | -3.716% | -3.504% | -2.538% | -2.019%
2013 AMP | Asset relocations |  | 115.2772 | 116.3065 | 117.3357 | 117.3357 | 117.3357 | 117.3357 | 117.3357 | 117.3357 | 117.3357 | 117.3357 | 117.3357 |  |  |  | System growth |  | -24.91% | -20.04% | -30.14% | 0.8748% | -24.31% | -19.78% | 0.2984% | -26.67% | -24.78% | -25.56%
2014 AMP | Asset relocations |  |  | 77.4493 | 115.1549 | 115.1549 | 114.1358 | 116.174 | 116.174 | 116.174 | 116.174 | 116.174 | 116.174 | 115.1549 |  |  | Asset replacement and renewal |  | 18.35% | -25.35% | 27.91% | 11.26% | 11.92% | 12.27% | 11.91% | 12.15% | 13.25% | 13.85%
2015 AMP | Asset relocations |  |  |  | 165.825 | 225.12 | 111.555 | 111.555 | 112.56 | 112.56 | 111.555 | 111.555 | 112.56 | 113.565 | 113.565 |  | Asset relocations |  | 44% | 95.49% | -2.261% | -3.976% | -3.111% | -3.111% | -3.976% | -3.976% | -3.111% | -1.381%
2016 AMP | Asset relocations |  |  |  |  | 38.2656 | 43 | 17 | 17 | 17 | 17 | 112 | 113 | 113 | 113 | 113 | Total reliability, safety and environment |  | 31.59% | 41.56% | -13.62% | 46.48% | 58.61% | 19.8% | 54.75% | 22.72% | -2.436% | -19.01%
2013 AMP | Total reliability, safety and environment |  | 900.6031 | 4173.6521 | 2609.1759 | 2025.5851 | 2177.9156 | 1507.8669 | 1575.7981 | 1657.1097 | 2104.8381 | 2163.506 | 2302.4562 |  |  |  | Non network assets |  | 0.5367% | -2.78% | 1.136% | 1.083% | 1.124% | 1.111% | 1.073% | 1.073% | 1.073% | 1.073%
2014 AMP | Total reliability, safety and environment |  |  | 4429.8973 | 3514.7724 | 4299.4563 | 4936.3751 | 2360.1661 | 2437.6154 | 2685.2494 | 2779.0039 | 3010.3328 | 3142.8119 | 3306.8821 |  |  | Value of capital contributions |  | 0.07437% | -1.381% | -1.535% | -1.532% | -1.676% | -1.671% | -1.665% | -1.66% | -1.654% | -1.649%
2015 AMP | Total reliability, safety and environment |  |  |  | 4625.01 | 6086.28 | 4264.215 | 3457.2 | 3866.235 | 3217.005 | 4300.395 | 3694.38 | 3066.255 | 2678.325 | 2677.32 |  | Total capital expenditure (excl cost of funding and capital contributions) |  | 7.266% | 3.592% | -4.044% | 10.71% | 8.947% | 2.863% | 13.96% | 3.2% | -1.941% | -6.095%
2016 AMP | Total reliability, safety and environment |  |  |  |  | 4057.1531 | 5877 | 5217 | 4893 | 3723 | 4157 | 3616 | 3412 | 3409 | 3412 | 3414
2013 AMP | Non network assets |  | 960.3002 | 863.5497 | 863.5497 | 864.579 | 864.579 | 1484.1939 | 1583.003 | 1063.2263 | 1063.2263 | 1063.2263 | 1063.2263
2014 AMP | Non network assets |  |  | 1650.8934 | 2044.2544 | 2225.6489 | 2076.8647 | 1427.7171 | 1083.2714 | 1048.623 | 1024.1653 | 1024.1653 | 1024.1653 | 1024.1653
2015 AMP | Non network assets |  |  |  | 2055.225 | 2163.765 | 2100.45 | 1443.18 | 1095.45 | 1060.275 | 1035.15 | 1035.15 | 1035.15 | 1035.15 | 1035.15 |  | 2015 to 2016 AMP Forecasts | 2014 | 2015 | 2016 | 2017 | 2018 | 2019 | 2020 | 2021 | 2022 | 2023 | 2024 | 2025 | 2026
2016 AMP | Non network assets |  |  |  |  | 1206.1886 | 2119 | 1453 | 1103 | 1068 | 1042 | 1042 | 1042 | 1042 | 1042 | 1042 | Consumer connection |  |  | 34.15% | 3.639% | -3.838% | -3.386% | -3.264% | -3.179% | -2.881% | -3.296% | -3.811% | -3.669% |  | 3
2013 AMP | Value of capital contributions |  | 775 | 617 | 632 | 647 | 661 | 675 | 690 | 706 | 721 | 737 | 753 |  |  |  | System growth |  |  | -60.98% | 3.157% | -28.2% | -19.27% | -9.494% | 14.4% | 34.25% | -6.275% | -6.747% | -21.96%
2014 AMP | Value of capital contributions |  |  | 552.3359 | 621.6327 | 637.9378 | 652.2048 | 665.4527 | 679.7197 | 692.9676 | 706.2155 | 720.4825 | 734.7495 | 750.0355 |  |  | Asset replacement and renewal |  |  | -8.172% | -33.74% | -18.16% | -4.798% | -12.63% | -12.53% | -15.21% | 1.334% | 0.8093% | 0.9313%
2015 AMP | Value of capital contributions |  |  |  | 622.095 | 629.13 | 642.195 | 655.26 | 668.325 | 681.39 | 694.455 | 708.525 | 722.595 | 737.67 | 751.74 |  | Asset relocations |  |  | -83% | -61.45% | -84.76% | -84.9% | -84.9% | -84.76% | 0.3989% | 0.3909% | -0.4975% | -0.4975%
2016 AMP | Value of capital contributions |  |  |  |  | 210.7712 | 661 | 692 | 692 | 692 | 692 | 777 | 792 | 808 | 824 | 841 | Total reliability, safety and environment |  |  | -33.34% | 37.82% | 50.9% | 26.56% | 15.73% | -3.334% | -2.122% | 11.28% | 27.28% | 27.44%
2013 AMP | Total capital expenditure (excl cost of funding and capital contributions) |  | 8307.1964 | 13196.7079 | 12847.1981 | 12572.8244 | 12973.6165 | 12667.3065 | 12734.6473 | 12205.0462 | 12560.5801 | 12469.444 | 12557.3994 |  |  |  | Non network assets |  |  | -44.26% | 0.8831% | 0.6804% | 0.6892% | 0.7286% | 0.6617% | 0.6617% | 0.6617% | 0.6617% | 0.6617%
2014 AMP | Total capital expenditure (excl cost of funding and capital contributions) |  |  | 12474.4359 | 14052.9753 | 15238.1537 | 15242.23 | 12348.0712 | 12338.8996 | 12386.7958 | 12406.1582 | 12483.6075 | 12557.9996 | 12728.1843 |  |  | Value of capital contributions |  |  | -66.5% | 2.928% | 5.607% | 3.542% | 1.557% | -0.3535% | 9.664% | 9.605% | 9.534% | 9.612%
2015 AMP | Total capital expenditure (excl cost of funding and capital contributions) |  |  |  | 15073.995 | 15785.535 | 14625.765 | 13670.01 | 13442.88 | 12741.39 | 14138.34 | 12883.095 | 12314.265 | 11952.465 | 11924.325 |  | Total capital expenditure (excl cost of funding and capital contributions) |  |  | -16.65% | 3.906% | 2.59% | 2.225% | -2.318% | -3.334% | -2.143% | 0.8343% | 3.677% | 2.01%
2016 AMP | Total capital expenditure (excl cost of funding and capital contributions) |  |  |  |  | 13156.9363 | 15197 | 14024 | 13742 | 12446 | 13667 | 12607 | 12417 | 12392 | 12164 | 12153
[17 empty] | Variance Boundary |  | 10% | 10% | 10% | 10% | 10% | 10% | 10% | 10% | 10% | 10% | 10%
Opex
|  | 2012 | 2013 | 2014 | 2015 | 2016 | 2017 | 2018 | 2019 | 2020 | 2021 | 2022 | 2023 | 2024 | 2025 | 2026 | Capital Contributions Forecast: |  |  | 775 | 603 | 599
2013 AMP | Service, Interruptions, Incidents and Emergencies |  | 349.9486 | 352.0072 | 353.0364 | 355.0949 | 357.1535 | 359.212 | 360.2412 | 362.2998 | 364.3583 | 366.4168 | 367.4461 |  |  |  | Capex |  | 2012 | 2013 | 2014 | 2015 | 2016 | 2017 | 2018 | 2019 | 2020 | 2021 | 2022 | 2023
2014 AMP | Service, Interruptions, Incidents and Emergencies |  |  | 355.6554 | 357.6936 | 358.7126 | 360.7508 | 362.7889 | 364.8271 | 365.8461 | 367.8843 | 369.9224 | 371.9605 | 373.9987 |  |  | Prior year forecast |  | 2012: 0; 2013: 7532.1964; 2014: 11871.4359; 2015: 14474.995; 2016: 15785.535
2015 AMP | Service, Interruptions, Incidents and Emergencies |  |  |  | 379.89 | 373.86 | 375.87 | 377.88 | 379.89 | 381.9 | 383.91 | 385.92 | 386.925 | 388.935 | 390.945 |  | Actual expenditure |  | 2013: 7599.0317; 2014: 10831.695; 2015: 14460.945
2016 AMP | Service, Interruptions, Incidents and Emergencies |  |  |  |  | 367 | 408 | 410 | 412 | 415 | 417 | 419 | 421 | 423 | 425 | 427 | Difference |  |  | -66.8353 | 1039.7408 | 14.05
2013 AMP | Routine and Corrective Maintenance and Inspection |  | 2341.5681 | 2352.89 | 2365.2411 | 2376.563 | 2388.9141 | 2400.236 | 1921.6297 | 1930.8931 | 1940.1564 | 1950.449 | 1959.7124 |  |  |  | Difference % |  |  | -0.8873% | 8.758% | 0.09706%
2014 AMP | Routine and Corrective Maintenance and Inspection |  |  | 2005.5298 | 1852.6693 | 1861.8409 | 1871.0125 | 1880.1841 | 1890.3748 | 1899.5465 | 1908.7181 | 1918.9088 | 1928.0804 | 1937.2521
2015 AMP | Routine and Corrective Maintenance and Inspection |  |  |  | 2129.595 | 2469.285 | 2481.345 | 2494.41 | 2506.47 | 2519.535 | 2531.595 | 2544.66 | 2556.72 | 2569.785 | 2582.85 |  | 2013 to 2014 AMP Forecasts | 2014 | 2015 | 2016 | 2017 | 2018 | 2019 | 2020 | 2021 | 2022 | 2023 | 2024 | 2025 | 2026
2016 AMP | Routine and Corrective Maintenance and Inspection |  |  |  |  | 2304 | 2036 | 2047 | 2057 | 2067 | 2077 | 2088 | 2098 | 2109 | 2119 | 2130 | Service, Interruptions, Incidents and Emergencies | 1.036% | 1.319% | 1.019% | 1.007% | 0.9958% | 1.273% | 0.9788% | 0.9677% | 0.9567% | 1.229%
2013 AMP | Asset Replacement and Renewal |  | 2830.4669 | 2844.8766 | 2859.2862 | 2872.6666 | 2887.0763 | 2901.4859 | 2916.9248 | 2931.3345 | 2945.7441 | 2960.1538 | 2975.5927 |  |  |  | Routine and Corrective Maintenance and Inspection | -14.76% | -21.67% | -21.66% | -21.68% | -21.67% | -1.626% | -1.623% | -1.62% | -1.617% | -1.614%
2014 AMP | Asset Replacement and Renewal |  |  | 3194.7844 | 3028.676 | 3042.943 | 3058.2291 | 3073.5151 | 3088.8012 | 3105.1063 | 3120.3923 | 3135.6784 | 3151.9835 | 3167.2696 |  |  | Asset Replacement and Renewal | 12.3% | 5.924% | 5.927% | 5.928% | 5.929% | 5.892% | 5.928% | 5.929% | 5.93% | 5.928%
2015 AMP | Asset Replacement and Renewal |  |  |  | 2674.305 | 2464.26 | 2427.075 | 2388.885 | 2400.945 | 2413.005 | 2425.065 | 2437.125 | 2449.185 | 2461.245 | 2473.305 |  | System Operations and Network Support | -14.88% | -14.1% | -15.95% | -15.47% | -15.97% | -17.3% | -17.7% | -17.45% | -18.6% | -18.85%
2016 AMP | Asset Replacement and Renewal |  |  |  |  | 2540 | 3025 | 2979 | 2994 | 3009 | 3024 | 3039 | 3054 | 3069 | 3085 | 3100 | Business Support | 6.76% | 7.224% | 5.609% | 0.9981% | -0.9439% | -0.4208% | -0.5772% | -0.5772% | -0.5772% | -0.5772%
2013 AMP | System Operations and Network Support |  | 4202.4714 | 4202.4714 | 4205.5592 | 4366.1239 | 4306.4268 | 4409.3528 | 4437.1429 | 4422.7332 | 4409.3528 | 4472.1377 | 4485.5181 |  |  |  | Total Network Opex | 0.1116% | -6.069% | -6.082% | -6.092% | -6.085% | 2.793% | 2.794% | 2.795% | 2.795% | 2.815%
2014 AMP | System Operations and Network Support |  |  | 3576.9357 | 3612.6031 | 3669.6711 | 3640.118 | 3705.3385 | 3669.6711 | 3640.118 | 3640.118 | 3640.118 | 3640.118 | 3640.118 |  |  | Total Opex | -1.009% | -2.76% | -4.011% | -5.679% | -6.655% | -3.999% | -4.139% | -4.049% | -4.405% | -4.465%
2015 AMP | System Operations and Network Support |  |  |  | 3125.55 | 3933.57 | 3869.25 | 3869.25 | 3870.255 | 3870.255 | 3870.255 | 3870.255 | 3870.255 | 3870.255 | 3870.255
2016 AMP | System Operations and Network Support |  |  |  |  | 4724 | 4212 | 4136 | 4136 | 4136 | 4136 | 4136 | 4136 | 4136 | 4136 | 4136
2013 AMP | Business Support |  | 6523.4543 | 6705.6335 | 6625.3511 | 6625.3511 | 6663.4338 | 6622.2633 | 6623.2926 | 6663.4338 | 6663.4338 | 6663.4338 | 6663.4338
2014 AMP | Business Support |  |  | 7158.9667 | 7103.937 | 6996.9346 | 6729.9383 | 6559.7536 | 6595.421 | 6624.9741 | 6624.9741 | 6624.9741 | 6624.9741 | 6624.9741
2015 AMP | Business Support |  |  |  | 6805.86 | 6581.745 | 6567.675 | 6563.655 | 6564.66 | 6564.66 | 6564.66 | 6564.66 | 6564.66 | 6564.66 | 6564.66 |  | 2014 to 2015 AMP Forecasts | 2014 | 2015 | 2016 | 2017 | 2018 | 2019 | 2020 | 2021 | 2022 | 2023 | 2024 | 2025 | 2026
2016 AMP | Business Support |  |  |  |  | 6301 | 6689 | 6672 | 6674 | 6674 | 6674 | 6674 | 6674 | 6674 | 6674 | 6674 | Service, Interruptions, Incidents and Emergencies |  | 6.205% | 4.223% | 4.191% | 4.16% | 4.129% | 4.388% | 4.356% | 4.325% | 4.023% | 3.994%
2013 AMP | Total Network Opex |  | 5521.9837 | 5549.7737 | 5577.5637 | 5604.3245 | 5633.1438 | 5660.9338 | 5198.7958 | 5224.5273 | 5250.2588 | 5277.0196 | 5302.7511 |  |  |  | Routine and Corrective Maintenance and Inspection |  | 14.95% | 32.63% | 32.62% | 32.67% | 32.59% | 32.64% | 32.63% | 32.61% | 32.6% | 32.65%
2014 AMP | Total Network Opex |  |  | 5555.9696 | 5239.0389 | 5263.4965 | 5289.9924 | 5316.4882 | 5344.0031 | 5370.4989 | 5396.9947 | 5424.5096 | 5452.0245 | 5478.5203 |  |  | Asset Replacement and Renewal |  | -11.7% | -19.02% | -20.64% | -22.28% | -22.27% | -22.29% | -22.28% | -22.28% | -22.3% | -22.29%
2015 AMP | Total Network Opex |  |  |  | 5183.79 | 5307.405 | 5284.29 | 5261.175 | 5287.305 | 5314.44 | 5340.57 | 5367.705 | 5392.83 | 5419.965 | 5447.1 |  | System Operations and Network Support |  | -13.48% | 7.191% | 6.295% | 4.424% | 5.466% | 6.322% | 6.322% | 6.322% | 6.322% | 6.322%
2016 AMP | Total Network Opex |  |  |  |  | 5211 | 5469 | 5436 | 5463 | 5491 | 5518 | 5546 | 5573 | 5601 | 5629 | 5657 | Business Support |  | -4.196% | -5.934% | -2.411% | 0.05947% | -0.4664% | -0.9104% | -0.9104% | -0.9104% | -0.9104% | -0.9104%
2013 AMP | Total Opex |  | 16247.9094 | 16457.8786 | 16408.4741 | 16595.7995 | 16603.0044 | 16692.55 | 16259.2313 | 16310.6943 | 16323.0454 | 16412.5911 | 16451.703 |  |  |  | Total Network Opex |  | -1.055% | 0.8342% | -0.1078% | -1.04% | -1.061% | -1.044% | -1.045% | -1.047% | -1.086% | -1.069%
2014 AMP | Total Opex |  |  | 16291.8721 | 15955.579 | 15930.1022 | 15660.0487 | 15581.5803 | 15609.0952 | 15635.591 | 15662.0868 | 15689.6017 | 15717.1166 | 15743.6124 |  |  | Total Opex |  | -5.267% | -0.6741% | 0.3906% | 0.722% | 0.7247% | 0.7276% | 0.724% | 0.7203% | 0.7039% | 0.7067%
2015 AMP | Total Opex |  |  |  | 15115.2 | 15822.72 | 15721.215 | 15694.08 | 15722.22 | 15749.355 | 15775.485 | 15802.62 | 15827.745 | 15854.88 | 15882.015
2016 AMP | Total Opex |  |  |  |  | 16236 | 16370 | 16244 | 16273 | 16301 | 16328 | 16356 | 16383 | 16411 | 16439 | 16467 | 2015 to 2016 AMP Forecasts
[17 empty] | Service, Interruptions, Incidents and Emergencies |  |  | -1.835% | 8.548% | 8.5% | 8.452% | 8.667% | 8.619% | 8.572% | 8.807% | 8.759% | 8.711%
[17 empty] | Routine and Corrective Maintenance and Inspection |  |  | -6.694% | -17.95% | -17.94% | -17.93% | -17.96% | -17.96% | -17.95% | -17.94% | -17.93% | -17.96%
[17 empty] | Asset Replacement and Renewal |  |  | 3.074% | 24.64% | 24.7% | 24.7% | 24.7% | 24.7% | 24.7% | 24.69% | 24.69% | 24.73%
[17 empty] | System Operations and Network Support |  |  | 20.09% | 8.858% | 6.894% | 6.866% | 6.866% | 6.866% | 6.866% | 6.866% | 6.866% | 6.866%
[17 empty] | Business Support |  |  | -4.266% | 1.847% | 1.651% | 1.666% | 1.666% | 1.666% | 1.666% | 1.666% | 1.666% | 1.666%
[17 empty] | Total Network Opex |  |  | -1.816% | 3.495% | 3.323% | 3.323% | 3.322% | 3.322% | 3.322% | 3.341% | 3.34% | 3.339%
[17 empty] | Total Opex |  |  | 2.612% | 4.127% | 3.504% | 3.503% | 3.503% | 3.502% | 3.502% | 3.508% | 3.508% | 3.507%
[17 empty] | Opex | 2011 | 2012 | 2013 | 2014 | 2015 | 2016 | 2017 | 2018 | 2019 | 2020 | 2021 | 2022 | 2023
[17 empty] | Prior year forecast | 2016: 16247.9094; 2017: 16291.8721; 2018: 15115.2; 2019: 15822.72
[17 empty] | Actual expenditure | 2016: 14722.5451; 2017: 15481.7114; 2018: 15556.395
[17 empty] | Difference | 2016: 1525.3644; 2017: 810.1606; 2018: -441.195
[17 empty] | Difference % | 2016: 9.388%; 2017: 4.973%; 2018: -2.919%
Note on L10: Richard H: 2016 - 2021 have had the capital contributions that were removed in the Data Inpu sheet added back in for comparison to previous AMP categories
Note on L18: Richard H: 2016 - 2021 have had the capital contributions that were removed in the Data Inpu sheet added back in for comparison to previous AMP categories
Note on D31: Richard H: These are given as Nominal in the AMP, not Constant. CPI is therefore not applied

## Main Dashboard
Expenditure Overview
1
Assets
Asset Class |  | Units | Current Average Age (Years / Unit) | Total size (km + units) | Grade 1 | Grade 2 | Grade 3 | Grade 4 | Grade Unknown | % of asset forecast to be replaced in the next 5 years | Size of assets to be replaced | Assets requiring replacement
IP PE main pipe |  | km | 4 | 1 | 0% | 0% | 0% | 99.23% | 0.77% | 0% | 0 | 0
IP steel main pipe |  | km | 35.7871 | 263 | 0% | 0% | 79.94% | 0.32% | 19.75% | 0% | 0 | 0
IP other main pipe |  | km |  | 0 | 0% | 0% | 0% | 0% | 0% | 0%
IP PE service pipe |  | km |  | 0 | 0% | 0% | 77.96% | 18.04% | 4.01% | 0% |  |  |  | Potential Error, Either Grading but no Asset, or Asset but no Grading
IP steel service pipe |  | km | 33.5 | 10 | 0% | 0.03% | 24.14% | 0.79% | 75.04% | 0.03% | 0.003 | 0.0024 | Assessment Required - Unknown Asset Size
IP other service pipe |  | km | 34 | 1 | 0% | 0% | 94.89% | 0.68% | 4.43% | 0% | 0 | 0
Intermediate pressure DRS |  | No. | 25.791 | 134 | 0.76% | 4.58% | 80.15% | 14.5% | 0% | 5.34% | 7.1556 | 5.9282 | Assessment Required - Replacement vs Required
IP line valves |  | No. | 27.8573 | 827 | 0% | 0.42% | 55.4% | 6.98% | 37.2% | 0.21% | 1.7367 | 2.7787 | Assessment Required - Replacement vs Required
IP crossings |  | No. | 33.193 | 114 | 0.85% | 1.84% | 80.08% | 0% | 17.22% | 1.78% | 2.0292 | 2.6471 | Assessment Required - Replacement vs Required
MP PE main pipe |  | km | 24.367 | 3406 | 0.21% | 0.02% | 90.04% | 8.96% | 0.77% | 0.23% | 7.8338 | 7.6976
MP steel main pipe |  | km | 37.4706 | 153 | 0% | 0.02% | 80.04% | 0.19% | 19.75% | 0.02% | 0.0306 | 0.02448
MP other main pipe |  | km | 30.875 | 32 | 0% | 0% | 22.7% | 0.05% | 77.25% | 0% | 0 | 0 | Assessment Required - Unknown Asset Size
MP PE service pipe |  | km | 23.6266 | 1773 | 0.13% | 0.1% | 84% | 11.76% | 4.01% | 0.23% | 4.0779 | 3.7233
MP steel service pipe |  | km | 34.4151 | 53 | 0% | 0.06% | 24.82% | 0.08% | 75.04% | 0.06% | 0.0318 | 0.02544 | Assessment Required - Unknown Asset Size
MP other service pipe |  | km | 30.5 | 52 | 0% | 0.02% | 93.66% | 1.89% | 4.43% | 0.02% | 0.0104 | 0.00832
Medium pressure DRS |  | No. | 24.7937 | 63 | 0% | 9.38% | 75% | 6.25% | 9.38% | 9.38% | 5.9094 | 4.7275 | Assessment Required - Replacement vs Required
MP line valves |  | No. | 21.7141 | 1455 | 0.14% | 0.43% | 42.53% | 19.33% | 37.57% | 0.36% | 5.238 | 7.0422 | Assessment Required - Replacement vs Required
MP special crossings |  | No. | 29.8664 | 262 | 0% | 0.9% | 69.13% | 1.81% | 28.15% | 0.45% | 1.179 | 1.8864 | Assessment Required - Replacement vs Required
LP PE main pipe |  | km | 22.9487 | 39 | 0% | 0.01% | 88.06% | 11.16% | 0.77% | 0.01% | 0.0039 | 0.00312
LP steel main pipe |  | km | 22.75 | 4 | 0% | 0% | 80.1% | 0.15% | 19.75% | 0% | 0 | 0
LP other main pipe |  | km |  | 0 | 0% | 0% | 6.01% | 16.75% | 77.25% | 0% |  |  |  | Potential Error, Either Grading but no Asset, or Asset but no Grading
LP PE service pipe |  | km | 25.4286 | 14 | 0% | 0.67% | 86% | 9.32% | 4.01% | 0.67% | 0.0938 | 0.07504
LP steel service pipe |  | km | 24 | 1 | 0% | 0% | 24.59% | 0.37% | 75.04% | 0% | 0 | 0 | Assessment Required - Unknown Asset Size
LP other service pipe |  | km |  | 0 | 0% | 0% | 76.44% | 19.13% | 4.43% | 0% |  |  |  | Potential Error, Either Grading but no Asset, or Asset but no Grading
LP line valves |  | No. | 17.7621 | 311 | 0% | 0.24% | 34.03% | 24.98% | 40.76% | 0.12% | 0.3732 | 0.59712
LP special crossings |  | No. | 20 | 5 | 0% | 0% | 94.94% | 0% | 5.06% | 0% | 0 | 0
Remote terminal units |  | No. | 5.4286 | 42 | 0% | 0% | 67.11% | 32.89% | 0% | 0% | 0 | 0
Cathodic protection |  | No. | 28.4444 | 9 | 0% | 6.98% | 55.15% | 7.64% | 30.23% | 3.49% | 0.3141 | 0.50256
Total |  |  | 24.7673 | 9015 | 0.1495% | 0.3284% | 73.81% | 10.88% | 14.83% | 0.3961% | 35.7063 | 37.1669 | Assessment Required - Replacement vs Required
Km |  |  |  | 5802 | 0.163% | 0.04529% | 86.37% | 9.007% | 4.416% | 0.2083% | 12.0852 | 11.5597
No. |  |  |  | 3213 | 0.1253% | 0.8397% | 51.13% | 14.27% | 33.63% | 0.7352% | 23.6211 | 25.6072
[9 empty] | Estimated 5 year R&R expenditure range - based on estimated asset base value | From : $3,680 To : $6,998** |  | ** This can be made more accurate if we obtain approximate $values for each asset category
[9 empty] | Forecast 5 year R&R | 13230 |  | * See Base rows 79 - 83 for Replacement % Settings
[9 empty] | Forecast 5 year R&R as a percentage of 2015 RAB | 3.797%

## Opex Dashboard
Opex Details
Changes from Base Case ($000) | Service interruptions, incidents and emergencies | Routine and corrective maintenance and inspection | Asset replacement and renewal | System operations and network support | Business support
2013 | 25.847 | 164.4783 | -796.4566 | 374.9154 | -299.7895
2014 | -17.9425 | -35.769 | 321.983 | 107.4706 | -147.5812
2015 | -7.9045 | -128.7093 | 474.4736 | -482.386 | 447.3707
2016 | -15.7695 | 49.7157 | 149.2186 | 833.659 | -34.3743
2017 | 25.2305 | -218.2843 | 634.2186 | 321.659 | 353.6257
2018 | 27.2305 | -207.2843 | 588.2186 | 245.659 | 336.6257
2019 | 29.2305 | -197.2843 | 603.2186 | 245.659 | 338.6257
2020 | 32.2305 | -187.2843 | 618.2186 | 245.659 | 338.6257
2021 | 34.2305 | -177.2843 | 633.2186 | 245.659 | 338.6257
2022 | 36.2305 | -166.2843 | 648.2186 | 245.659 | 338.6257
2023 | 38.2305 | -156.2843 | 663.2186 | 245.659 | 338.6257
2024 | 40.2305 | -145.2843 | 678.2186 | 245.659 | 338.6257
2025 | 42.2305 | -135.2843 | 694.2186 | 245.659 | 338.6257
| 833.659 | 833.659 | 833.659 | 833.659 | 833.659
Forecast Variances
Variance Boundary | 5% | 5% | 5% | 5% | 5% | 5% | 5% | 5% | 5% | 5% | 5%
| -5% | -5% | -5% | -5% | -5% | -5% | -5% | -5% | -5% | -5% | -5%
2013 to 2014 AMP Forecasts | 2014 | 2015 | 2016 | 2017 | 2018 | 2019 | 2020 | 2021 | 2022 | 2023 | 2024 | 2025
Service, Interruptions, Incidents and Emergencies | 1.036% | 1.319% | 1.019% | 1.007% | 0.9958% | 1.273% | 0.9788% | 0.9677% | 0.9567% | 1.229%
Routine and Corrective Maintenance and Inspection | -14.76% | -21.67% | -21.66% | -21.68% | -21.67% | -1.626% | -1.623% | -1.62% | -1.617% | -1.614%
Asset Replacement and Renewal | 12.3% | 5.924% | 5.927% | 5.928% | 5.929% | 5.892% | 5.928% | 5.929% | 5.93% | 5.928%
System Operations and Network Support | -14.88% | -14.1% | -15.95% | -15.47% | -15.97% | -17.3% | -17.7% | -17.45% | -18.6% | -18.85%
Business Support | 6.76% | 7.224% | 5.609% | 0.9981% | -0.9439% | -0.4208% | -0.5772% | -0.5772% | -0.5772% | -0.5772%
Total Network Opex | 0.1116% | -6.069% | -6.082% | -6.092% | -6.085% | 2.793% | 2.794% | 2.795% | 2.795% | 2.815%
Total Opex | -1.009% | -2.76% | -4.011% | -5.679% | -6.655% | -3.999% | -4.139% | -4.049% | -4.405% | -4.465%
2014 to 2015 AMP Forecasts | 2014 | 2015 | 2016 | 2017 | 2018 | 2019 | 2020 | 2021 | 2022 | 2023 | 2024 | 2025
Service, Interruptions, Incidents and Emergencies |  | 6.205% | 4.223% | 4.191% | 4.16% | 4.129% | 4.388% | 4.356% | 4.325% | 4.023% | 3.994%
Routine and Corrective Maintenance and Inspection |  | 14.95% | 32.63% | 32.62% | 32.67% | 32.59% | 32.64% | 32.63% | 32.61% | 32.6% | 32.65%
Asset Replacement and Renewal |  | -11.7% | -19.02% | -20.64% | -22.28% | -22.27% | -22.29% | -22.28% | -22.28% | -22.3% | -22.29%
System Operations and Network Support |  | -13.48% | 7.191% | 6.295% | 4.424% | 5.466% | 6.322% | 6.322% | 6.322% | 6.322% | 6.322%
Business Support |  | -4.196% | -5.934% | -2.411% | 0.05947% | -0.4664% | -0.9104% | -0.9104% | -0.9104% | -0.9104% | -0.9104%
Total Network Opex |  | -1.055% | 0.8342% | -0.1078% | -1.04% | -1.061% | -1.044% | -1.045% | -1.047% | -1.086% | -1.069%
Total Opex |  | -5.267% | -0.6741% | 0.3906% | 0.722% | 0.7247% | 0.7276% | 0.724% | 0.7203% | 0.7039% | 0.7067%
2015 to 2016 AMP Forecasts | 2014 | 2015 | 2016 | 2017 | 2018 | 2019 | 2020 | 2021 | 2022 | 2023 | 2024 | 2025
Service, Interruptions, Incidents and Emergencies |  |  | -1.835% | 8.548% | 8.5% | 8.452% | 8.667% | 8.619% | 8.572% | 8.807% | 8.759% | 8.711%
Routine and Corrective Maintenance and Inspection |  |  | -6.694% | -17.95% | -17.94% | -17.93% | -17.96% | -17.96% | -17.95% | -17.94% | -17.93% | -17.96%
Asset Replacement and Renewal |  |  | 3.074% | 24.64% | 24.7% | 24.7% | 24.7% | 24.7% | 24.7% | 24.69% | 24.69% | 24.73%
System Operations and Network Support |  |  | 20.09% | 8.858% | 6.894% | 6.866% | 6.866% | 6.866% | 6.866% | 6.866% | 6.866% | 6.866%
Business Support |  |  | -4.266% | 1.847% | 1.651% | 1.666% | 1.666% | 1.666% | 1.666% | 1.666% | 1.666% | 1.666%
Total Network Opex |  |  | -1.816% | 3.495% | 3.323% | 3.323% | 3.322% | 3.322% | 3.322% | 3.341% | 3.34% | 3.339%
Total Opex |  |  | 2.612% | 4.127% | 3.504% | 3.503% | 3.503% | 3.502% | 3.502% | 3.508% | 3.508% | 3.507%
7
2013 to 2014 AMP Forecasts Total Opex | -1.009% | -2.76% | -4.011% | -5.679% | -6.655% | -3.999% | -4.139% | -4.049% | -4.405% | -4.465%
2014 to 2015 AMP Forecasts Total Opex | 0% | -5.267% | -0.6741% | 0.3906% | 0.722% | 0.7247% | 0.7276% | 0.724% | 0.7203% | 0.7039% | 0.7067%
2015 to 2016 AMP Forecasts Total Opex |  | 0% | 2.612% | 4.127% | 3.504% | 3.503% | 3.503% | 3.502% | 3.502% | 3.508% | 3.508% | 3.507%
Forcast vs actual expenditure variation

## Capex Dashboard
Capex Details
** Capex categories in these charts (Lines graph portions) exclude capital contributions for 2016 to 2021
Boundary Adjustments can include or exclude Capital Contributions using the box below:
Changes in Capex Categories from the Base Case ($000 with base case as Custom)
Year | Consumer connection | System growth | Asset replacement and renewal | Asset relocations | Total reliability, safety and environment | Expenditure on Non-Network Assets
2013 | -54.1951 | -84.7184 | -747.3555 | -10.4312 | -2750.2416 | 282.083
2014 | -60.656 | -432.7716 | -518.2889 | -43.0415 | 679.8869 | 242.6755
2015 | 114.8511 | 517.4901 | 1265.6444 | 53.4727 | 2070.3547 | -524.7585
2016 | 644.2948 | -70.3829 | 411.6189 | -75.0917 | 991.9578 | -124.5799
2017 | -542.1589 | 597.1451 | 648.4444 | -70.3573 | 2811.8047 | 788.2315
2018 | -962.1589 | 533.1451 | 1311.4444 | -96.3573 | 2151.8047 | 122.2315
2019 | -926.1589 | 584.1451 | 1616.4444 | -96.3573 | 1827.8047 | -227.7685
2020 | -920.1589 | 741.1451 | 1362.4444 | -96.3573 | 657.8047 | -262.7685
2021 | -934.1589 | 1577.1451 | 1353.4444 | -96.3573 | 1091.8047 | -288.7685
2022 | -316.1589 | 1108.1451 | 1367.4444 | -1.3573 | 550.8047 | -288.7685
2023 | -300.1589 | 556.1451 | 1931.4444 | -0.3573 | 346.8047 | -288.7685
2024 | -303.1589 | 555.1451 | 1929.4444 | -0.3573 | 343.8047 | -288.7685
2025 | -299.1589 | 333.1451 | 1932.4444 | -0.3573 | 346.8047 | -288.7685
Base Case
For Asset Comparisons (Yellow, Dark Blue and Grey), see the Asset Management section below
** Totals in these charts (Lines graph portions) may exclude capital contributions
Drivers of System Growth Capex
Year | System Growth Capex ($000) | Change in SG Capex from previous year as % of base year SG Capex | Additional SG Capex above base year SG Capex | Energy Supplied (GJ) | Additional supply as % of base year supply | Total Pipe Length | Additional asset growth as % of base year assets | Year End ICPs | Additional Customers as % of base year ICPs | Materiality Boundary Assessment
2013 | 673.1365 |  | -11.18% | 8762903 |  | 5738.1347 |  | 102794
2014 | 325.0833 | -45.93% | -57.1% | 8942366 | 0.001957% | 5779.1932 | 0.7077% | 103358 | 0.1715%
2015 | 1275.345 | 125.4% | 68.28% | 9136409 | 0.002116% | 5815 | 0.6171% | 104380 | 0.3108% | Assessment Required
2016 | 687.472 | -77.57% | -9.287% | 8525228.509 | -0.006666% | 5883 | 1.172% | 105236 | 0.2603%
2017 | 1355 | 88.08% | 78.79% | 9082109 | 0.006074% | 5883 | 0% | 106476 | 0.377% | Assessment Required
2018 | 1291 | -8.445% | 70.35% | 9177434 | 0.00104% | 5883 | 0% | 107206 | 0.222% | Assessment Required
2019 | 1342 | 6.73% | 77.08% | 9274507 | 0.001059% | 5883 | 0% | 107937 | 0.2223% | Assessment Required
2020 | 1499 | 20.72% | 97.8% | 9373375 | 0.001078% | 5883 | 0% | 108667 | 0.222% | Assessment Required
2021 | 2335 | 110.3% | 208.1% | 9473297 | 0.00109% | 5883 | 0% | 109403 | 0.2238% | Assessment Required
2022 | 1866 | -61.89% | 146.2% | 9473297 | 0% | 5883 | 0% | 109403 | 0% | Assessment Required
2023 | 1314 | -72.84% | 73.38% | 9473297 | 0% | 5883 | 0% | 109403 | 0% | Assessment Required
2024 | 1313 | -0.132% | 73.25% | 9473297 | 0% | 5883 | 0% | 109403 | 0% | Assessment Required
2025 | 1091 | -29.29% | 43.96% | 9473297 | 0% | 5883 | 0% | 109403 | 0% | Assessment Required
Base Case | 757.8549 |  |  | 9169000000 |  | 5802 |  | 328872
Forecast Variances
Variance Boundary | 10% | 10% | 10% | 10% | 10% | 10% | 10% | 10% | 10% | 10% | 10%
| -10% | -10% | -10% | -10% | -10% | -10% | -10% | -10% | -10% | -10% | -10%
2013 to 2014 AMP Forecasts | 2014 | 2015 | 2016 | 2017 | 2018 | 2019 | 2020 | 2021 | 2022 | 2023 | 2024 | 2025
Consumer connection | 9.16% | 7.355% | 9.421% | 10.49% | 12.13% | 12.61% | 12.29% | 12.18% | 12.18% | 12%
System growth | -61.69% | -24.41% | -36.82% | -49.86% | -43.52% | -35.85% | -38.34% | -37.78% | -39.58% | -39.92%
Asset replacement and renewal | -9.407% | -13.52% | -1.721% | -8.092% | -6.428% | -0.642% | -0.9205% | -1.025% | -1.025% | -1.199%
Asset relocations | -33.41% | -1.859% | -1.859% | -2.727% | -0.9901% | -0.9901% | -0.9901% | -0.9901% | -0.9901% | -0.9901%
Total reliability, safety and environment | 6.14% | 34.71% | 112.3% | 126.7% | 56.52% | 54.69% | 62.04% | 32.03% | 39.14% | 36.5%
Non network assets | 91.18% | 136.7% | 157.4% | 140.2% | -3.805% | -31.57% | -1.373% | -3.674% | -3.674% | -3.674%
Value of capital contributions | -10.48% | -1.64% | -1.401% | -1.331% | -1.414% | -1.49% | -1.846% | -2.051% | -2.241% | -2.424%
Total capital expenditure (excl cost of funding and capital contributions) | -5.473% | 9.386% | 21.2% | 17.49% | -2.52% | -3.108% | 1.489% | -1.229% | 0.1136% | 0.00478%
2014 to 2015 AMP Forecasts | 2014 | 2015 | 2016 | 2017 | 2018 | 2019 | 2020 | 2021 | 2022 | 2023 | 2024 | 2025
Consumer connection |  | -0.4687% | -3.025% | -3.799% | -3.693% | -3.683% | -3.384% | -3.716% | -3.504% | -2.538% | -2.019%
System growth |  | -24.91% | -20.04% | -30.14% | 0.8748% | -24.31% | -19.78% | 0.2984% | -26.67% | -24.78% | -25.56%
Asset replacement and renewal |  | 18.35% | -25.35% | 27.91% | 11.26% | 11.92% | 12.27% | 11.91% | 12.15% | 13.25% | 13.85%
Asset relocations |  | 44% | 95.49% | -2.261% | -3.976% | -3.111% | -3.111% | -3.976% | -3.976% | -3.111% | -1.381%
Total reliability, safety and environment |  | 31.59% | 41.56% | -13.62% | 46.48% | 58.61% | 19.8% | 54.75% | 22.72% | -2.436% | -19.01%
Non network assets |  | 0.5367% | -2.78% | 1.136% | 1.083% | 1.124% | 1.111% | 1.073% | 1.073% | 1.073% | 1.073%
Value of capital contributions |  | 0.07437% | -1.381% | -1.535% | -1.532% | -1.676% | -1.671% | -1.665% | -1.66% | -1.654% | -1.649%
Total capital expenditure (excl cost of funding and capital contributions) |  | 7.266% | 3.592% | -4.044% | 10.71% | 8.947% | 2.863% | 13.96% | 3.2% | -1.941% | -6.095%
2015 to 2016 AMP Forecasts | 2014 | 2015 | 2016 | 2017 | 2018 | 2019 | 2020 | 2021 | 2022 | 2023 | 2024 | 2025
Consumer connection |  |  | 34.15% | 3.639% | -3.838% | -3.386% | -3.264% | -3.179% | -2.881% | -3.296% | -3.811% | -3.669%
System growth |  |  | -60.98% | 3.157% | -28.2% | -19.27% | -9.494% | 14.4% | 34.25% | -6.275% | -6.747% | -21.96%
Asset replacement and renewal |  |  | -8.172% | -33.74% | -18.16% | -4.798% | -12.63% | -12.53% | -15.21% | 1.334% | 0.8093% | 0.9313%
Asset relocations |  |  | -83% | -61.45% | -84.76% | -84.9% | -84.9% | -84.76% | 0.3989% | 0.3909% | -0.4975% | -0.4975%
Total reliability, safety and environment |  |  | -33.34% | 37.82% | 50.9% | 26.56% | 15.73% | -3.334% | -2.122% | 11.28% | 27.28% | 27.44%
Non network assets |  |  | -44.26% | 0.8831% | 0.6804% | 0.6892% | 0.7286% | 0.6617% | 0.6617% | 0.6617% | 0.6617% | 0.6617%
Value of capital contributions |  |  | -66.5% | 2.928% | 5.607% | 3.542% | 1.557% | -0.3535% | 9.664% | 9.605% | 9.534% | 9.612%
Total capital expenditure (excl cost of funding and capital contributions) |  |  | -16.65% | 3.906% | 2.59% | 2.225% | -2.318% | -3.334% | -2.143% | 0.8343% | 3.677% | 2.01%
8
2013 to 2014 AMP Forecasts Total capital expenditure (excl cost of funding and capital contributions) | -5.473% | 9.386% | 21.2% | 17.49% | -2.52% | -3.108% | 1.489% | -1.229% | 0.1136% | 0.00478% | 0% | 0%
2014 to 2015 AMP Forecasts Total capital expenditure (excl cost of funding and capital contributions) | 0% | 7.266% | 3.592% | -4.044% | 10.71% | 8.947% | 2.863% | 13.96% | 3.2% | -1.941% | -6.095% | 0%
2015 to 2016 AMP Forecasts Total capital expenditure (excl cost of funding and capital contributions) |  | 0% | -16.65% | 3.906% | 2.59% | 2.225% | -2.318% | -3.334% | -2.143% | 0.8343% | 3.677% | 2.01%

## Base
Primary Materiality Boundary
|  | 2013 | 2014 | 2015 | 2016 | 2017 | 2018 | 2019 | 2020 | 2021 | 2022 | 2023 | 2024 | 2025 | +/- | 10 | 4
| Total Capex boundary ($000) | 10963.8906 | 10963.8906 | 10963.8906 | 10963.8906 | 10963.8906 | 10963.8906 | 10963.8906 | 10963.8906 | 10963.8906 | 10963.8906 | 10963.8906 | 10963.8906 | 10963.8906 | 1096.3891 | 5 | 4
| Total Opex boundary ($000) | 15253.5505 | 15253.5505 | 15253.5505 | 15253.5505 | 15253.5505 | 15253.5505 | 15253.5505 | 15253.5505 | 15253.5505 | 15253.5505 | 15253.5505 | 15253.5505 | 15253.5505 | 762.6775
| Capex Trend & Base Year | 14
| Opex Trend & Base Year | 14 |  | Base-Step-Trend Calculations | Annual Trend Factor (Real)
| Capex Variance Margin |  |  | Trend (Low) | 0.9867
| Opex Variance Margin |  |  | Trend (Mid) | 1.0068
|  |  |  | Trend (High) | 1.027
Base Year Capex
| Capex Category | Amount | Base Case
| Consumer connection | 4309.1589 | 4309.1589
| System growth | 757.8549 | 757.8549
| Asset replacement and renewal | 1387.5556 | 1387.5556
| Asset relocations | 113.3573 | 113.3573
| Total reliability, safety and environment | 3065.1953 | 3065.1953
Quality of supply
Legislative and regulatory
Other reliability, safety and environment
| Expenditure on non-network assets | 1330.7685 | 1330.7685
| Value of capital contributions | 369.8334 | 369.8334
| Total capital expenditure | 10963.8906 | 10963.8906
| Total capital expenditure (excl cost of funding and capital contributions) | 10594.0572 | 10594.0572
Base Year Opex
| Opex Category | Amount | Base Case
| Operational expenditure ($ real) | 15253.5505 | 15253.5505
| Service interruptions, incidents and emergencies | 382.7695 | 382.7695
| Routine and corrective maintenance and inspection | 2254.2843 | 2254.2843
| Asset replacement and renewal | 2390.7814 | 2390.7814
| Total network opex | 5027.8353 | 5027.8353
| System operations and network support | 3890.341 | 3890.341
| Business support | 6335.3743 | 6335.3743
| Total non Network opex | 10225.7152 | 10225.7152
| Total operational expenditure | 15253.5505 | 15253.5505
Base Year Service Numbers
8(i) | Customer Base - Total
| Customer Type | Average ICPs | Gas Delivered (GJ) | Billed Quantities |  | $/ICP | $/GJ | GJ/ICP
| Residential / Small Commercial | 326036 | 3080000 | 30900132 | 0.81305 | 94.7752 | 10.0325 | 9.4468
| Commercial | 2734 | 2086000 | 3070821 | 0.99138 | 1123.1971 | 1.4721 | 762.9846
| Industrial | 102 | 4003000 | 4034103 |  | 39550.0294 | 1.0078 | 39245.098
| Total | 328872 | 9169000 | 38005056 |  | 115.5618 | 4.145 | 27.8801
Current Network Size
| Km | 314927
| Operating cost per Km | 0.048435
| New Connections | Connections | Base Case Connections | Gas Delivered (Gj)
| Residential / Small Commercial | 1327.3333 | 1327.3333 | 3080000
| Commercial | 110.6667 | 110.6667 | 2086000
| Industrial | 0.66667 | 0.66667 | 4003000
| Existing ICPs | 103510.6667 | 103510.6667
| Consumer Connection Capex($000) | 4309.1589
| Average Cost per Connection | 2.9952
| Cost per existing ICP | 0.17807
| System Growth Capex + Operational Expenditure Opex($000) |  |  | 16011.4054
| Cost of delivery per ($000/GJ) |  |  | 0.0017463
Base Year Assets - From ID
| Asset Type | Current Valuation ($000) | Size of Assets | Average Value | Unit
| Main Pipe | 219987 | 3898 | 56.4359 | $000/km
| Service Pipe | 94940 | 1904 | 49.8634 | $000/km
| Stations | 5457 | 197 | 27.7005 | $000/Station
| Line Valve | 2377 | 2593 | 0.9167 | $000/Valve
| Special Crossings | 368 | 381 | 0.96588 | $000/Crossing
| Other Network Assets | 12559 | 42 | 299.0238 | $000/number
| Non-network assets | 12708
| Total | 348396 | 9015 | 38.6463 | $000/unit
| Replacement Requirements | Grade | Percent to be replaced | Confirmation
|  | Grade 1: | 100 | 100%
|  | Grade 2: | 80 | 80%
|  | Grade 3: | 101 | 0%
|  | Grade 4: | 101 | 0%
|  | Accepted % of Unknown Assets: | 50 | 50%
|  | Average Age (years): | 50
|  | For Materiality, must be greater than (km): | 0.5

## Scenarios (hidden)
OPEX Materiality Boundary Scenarios | 2013 | 2014 | 2015 | 2016 | 2017 | 2018 | 2019 | 2020 | 2021 | 2022 | 2023 | 2024 | 2025
Step Trend+20% | 14722.5451 | 18020.3951 | 18380.803 | 18748.4191 | 19123.3875 | 19505.8552 | 19895.9723 | 20293.8918 | 20699.7696 | 21113.765 | 21536.0403 | 21966.7611 | 22406.0963 | 14722.5451 | 15016.996 | 15317.3359 | 15623.6826 | 15936.1562 | 16254.8794 | 16579.977 | 16911.5765 | 17249.808 | 17594.8042 | 17946.7003 | 18305.6343 | 18671.747
Fixed Scenario @ real 2013 | 14722.5451 | 14722.5451 | 14722.5451 | 14722.5451 | 14722.5451 | 14722.5451 | 14722.5451 | 14722.5451 | 14722.5451 | 14722.5451 | 14722.5451 | 14722.5451 | 14722.5451
Fixed Scenario @ Boundary 2013 | 15253.5505 | 15253.5505 | 15253.5505 | 15253.5505 | 15253.5505 | 15253.5505 | 15253.5505 | 15253.5505 | 15253.5505 | 15253.5505 | 15253.5505 | 15253.5505 | 15253.5505
Average of actuals | 15253.5505 | 15253.5505 | 15253.5505 | 15253.5505 | 15253.5505 | 15253.5505 | 15253.5505 | 15253.5505 | 15253.5505 | 15253.5505 | 15253.5505 | 15253.5505 | 15253.5505
Fixed Scenario @ real 2015 | 15556.395 | 15556.395 | 15556.395 | 15556.395 | 15556.395 | 15556.395 | 15556.395 | 15556.395 | 15556.395 | 15556.395 | 15556.395 | 15556.395 | 15556.395
Fixed Scenario @ real 2016 | 16236 | 16236 | 16236 | 16236 | 16236 | 16236 | 16236 | 16236 | 16236 | 16236 | 16236 | 16236 | 16236
CAPEX Materiality Boundary Scenarios | 2013 | 2014 | 2015 | 2016 | 2017 | 2018 | 2019 | 2020 | 2021 | 2022 | 2023 | 2024 | 2025
Step Trend+20% | 7599.0317 | 9118.8381 | 9301.2149 | 9487.2392 | 9676.9839 | 9870.5236 | 10067.9341 | 10269.2928 | 10474.6786 | 10684.1722 | 10897.8556 | 11115.8128 | 11338.129 | 7599.0317 | 7751.0124 | 7906.0326 | 8064.1533 | 8225.4363 | 8389.9451 | 8557.744 | 8728.8989 | 8903.4768 | 9081.5464 | 9263.1773 | 9448.4408 | 9637.4097
Fixed Scenario @ real 2013 | 7599.0317 | 7599.0317 | 7599.0317 | 7599.0317 | 7599.0317 | 7599.0317 | 7599.0317 | 7599.0317 | 7599.0317 | 7599.0317 | 7599.0317 | 7599.0317 | 7599.0317
Fixed Scenario @ Boundary 2013 | 7894.4296 | 7894.4296 | 7894.4296 | 7894.4296 | 7894.4296 | 7894.4296 | 7894.4296 | 7894.4296 | 7894.4296 | 7894.4296 | 7894.4296 | 7894.4296 | 7894.4296
Average of actuals | 10963.8906 | 10963.8906 | 10963.8906 | 10963.8906 | 10963.8906 | 10963.8906 | 10963.8906 | 10963.8906 | 10963.8906 | 10963.8906 | 10963.8906 | 10963.8906 | 10963.8906
Fixed Scenario @ real 2015 | 14460.945 | 14460.945 | 14460.945 | 14460.945 | 14460.945 | 14460.945 | 14460.945 | 14460.945 | 14460.945 | 14460.945 | 14460.945 | 14460.945 | 14460.945
Fixed Scenario @ real 2016 | 12741.7076 | 12741.7076 | 12741.7076 | 12741.7076 | 12741.7076 | 12741.7076 | 12741.7076 | 12741.7076 | 12741.7076 | 12741.7076 | 12741.7076 | 12741.7076 | 12741.7076
1% | Expenditure to number of ICPs
2% | Expenditure to total energy supply
3% | Expenditure to estimated network size (km)
4% | Estimated Total Service
5% | Average Number of ICPs
6% | Total gas conveyed/annum (GJ)
7% | km of pipeline for supply
8%
9% | Estimated Cost of Additional ICPs
10% | Estimated Cost of Total Supplied Energy
11% | Estimated Cost of new Network Expansion (Pipe Length)
12% | Estimated Cost of Service
13%
14% | Include Capital Contributions
15% | Exclude Capital Contributions
16%
17%
18%
19%
20%
21%
22%
23%
24%
25%
26%
27%
28%
29%
30%
31%
32%
33%
34%
35%
36%
37%
38%
39%
40%
41%
42%
43%
44%
45%
46%
47%
48%
49%
50%
51%
52%
53%
54%
55%
56%
57%
58%
59%
60%
61%
62%
63%
64%
65%
66%
67%
68%
69%
70%
71%
72%
73%
74%
75%
76%
77%
78%
79%
80%
81%
82%
83%
84%
85%
86%
87%
88%
89%
90%
91%
92%
93%
94%
95%
96%
97%
98%
99%
100%
0%

## Ratios (hidden)
Ratios
Forecast
Operational Expenditure | 2013 | 2014 | 2015 | 2016 | 2017 | 2018 | 2019 | 2020 | 2021 | 2022 | 2023 | 2024 | 2025
Expenditure per TJ energy delivered to ICPs
Network | 504.5935 | 592.2489 | 587.2871 | 611.2446 | 602.1729 | 592.3224 | 589.034 | 585.8082 | 582.4794 | 585.435 | 588.2852 | 591.2408 | 594.1965
Non Network | 1175.5055 | 1139.0279 | 1115.3945 | 1293.2205 | 1200.2719 | 1177.6712 | 1165.5606 | 1153.2666 | 1141.1022 | 1141.1022 | 1141.1022 | 1141.1022 | 1141.1022
Expenditure per aveage number of ICPs
Network | 43.0152 | 51.2404 | 51.4054 | 49.5173 | 51.3637 | 50.7061 | 50.6129 | 50.5305 | 50.4374 | 50.6933 | 50.9401 | 51.196 | 51.452
Non Network | 100.2086 | 98.5468 | 97.6308 | 104.7645 | 102.3799 | 100.8153 | 100.151 | 99.4782 | 98.809 | 98.809 | 98.809 | 98.809 | 98.809
Ratio of expenditure to maximum monthly amount of gas entering network ($ per GJ/month)
Network | 4.6254 | 5.1721 | 5.1154 | 5.1455 | 5.4135 | 5.3253 | 5.2959 | 5.2671 | 5.2369 | 5.2635 | 5.2891 | 5.3157 | 5.3423
Non Network | 10.7755 | 9.9471 | 9.7154 | 10.8865 | 10.7905 | 10.5878 | 10.4793 | 10.3693 | 10.2594 | 10.2594 | 10.2594 | 10.2594 | 10.2594
Expenditure per km of pipeline for supply
Network | 770.5821 | 916.4094 | 922.7334 | 885.7726 | 929.6277 | 924.0184 | 928.6079 | 933.3673 | 937.9568 | 942.7163 | 947.3058 | 952.0653 | 956.8247
Non Network | 1795.155 | 1762.4614 | 1752.485 | 1874.0439 | 1852.9662 | 1837.1579 | 1837.4979 | 1837.4979 | 1837.4979 | 1837.4979 | 1837.4979 | 1837.4979 | 1837.4979
Estimated Network Opex boundary | 5027.8353 | 5027.8353 | 5027.8353 | 5027.8353 | 5027.8353 | 5027.8353 | 5027.8353 | 5027.8353 | 5027.8353 | 5027.8353 | 5027.8353 | 5027.8353 | 5027.8353
Adjusted network opex boundary | 5027.8353 | 5027.8353 | 5027.8353 | 5078.1136 | 5128.392 | 5178.6703 | 5228.9487 | 5279.227 | 5329.5054 | 5379.7837 | 5430.0621 | 5480.3404 | 5530.6188
Capital Expenditure on assets
Capital Expenditure per TJ energy delivered to ICPs
Network | 683.1275 | 1035.3245 | 1494.5626 | 1353.1038 | 1439.9739 | 1369.7729 | 1362.7679 | 1213.8637 | 1332.6934 | 1302.8199 | 1284.3469 | 1283.3969 | 1261.0182
Non Network | 184.0545 | 175.9539 | 88.2196 | 141.4846 | 233.3159 | 158.3231 | 118.9282 | 113.9397 | 109.9934 | 109.9934 | 109.9934 | 109.9934 | 109.9934
Capital Expenditure peraveage number of ICPs
Network | 58.2347 | 89.5746 | 130.8195 | 109.6157 | 122.8258 | 117.2602 | 117.0961 | 104.7052 | 115.399 | 112.8123 | 111.2127 | 111.1304 | 109.1926
Non Network | 15.6901 | 15.2232 | 7.7219 | 11.4617 | 19.9012 | 13.5533 | 10.2189 | 9.8282 | 9.5244 | 9.5244 | 9.5244 | 9.5244 | 9.5244
Ratio of expenditure to maximum monthly amount of gas entering network ($ per GJ/month)
Network | 6.262 | 9.0415 | 13.0181 | 11.3906 | 12.9454 | 12.3149 | 12.2523 | 10.9141 | 11.9819 | 11.7133 | 11.5472 | 11.5387 | 11.3375
Non Network | 1.6872 | 1.5366 | 0.76842 | 1.191 | 2.0975 | 1.4234 | 1.0693 | 1.0245 | 0.98892 | 0.98892 | 0.98892 | 0.98892 | 0.98892
Total Expenditure
Total Expenditure | 22321.5768 | 26313.4065 | 30017.34 | 28977.7076 | 31567 | 30268 | 30015 | 28747 | 29995 | 28963 | 28800 | 28803 | 28603
Total Expenditure to GJ of gas | 23.3501 | 25.6973 | 28.6174 | 28.6136 | 31.2469 | 29.6514 | 29.0967 | 27.575 | 28.4671 | 27.4877 | 27.333 | 27.3358 | 27.146
Totex Materiality Boundary | 26217.4411 | 26217.4411 | 26217.4411 | 26217.4411 | 26217.4411 | 26217.4411 | 26217.4411 | 26217.4411 | 26217.4411 | 26217.4411 | 26217.4411 | 26217.4411 | 26217.4411
Expenditure per GJ Boundary | 27.4255 | 25.6036 | 24.9947 | 25.888 | 25.9516 | 25.6834 | 25.4153 | 25.1486 | 24.882 | 24.882 | 24.882 | 24.882 | 24.882
Consumer Connection Capex
$000 per Residential ICPs | 3.6243 | 3.1216 | 3.0574 | 3.0483 | 2.9292 | 2.5628 | 2.5726 | 2.5752 | 2.5646 | 3.0342 | 3.0464 | 3.0441 | 3.0471
$000 per Commercial ICPs | 34.5932 | 42.0644 | 40.9631 | 44.2273 | 21.1629 | 18.8034 | 19.113 | 19.2557 | 19.1761 | 22.6875 | 22.7784 | 22.7614 | 22.7841
$000 per Industrial ICPs | 4254.9637 |  | 4424.01 |  | 3767 | 3347 | 3383 | 3389 | 3375 | 3993 | 4009 | 4006 | 4010
Consumer Connection Capex / new connection | 3.2781 | 2.906 | 2.8432 | 2.8517 | 2.5713 | 2.2539 | 2.2659 | 2.2699 | 2.2605 | 2.6745 | 2.6852 | 2.6832 | 2.6859
Consumer Connection Capex / new connection - Boundary | 3.3198 | 2.9474 | 2.7694 | 2.4808 | 2.9414 | 2.9018 | 2.8862 | 2.8862 | 2.8862 | 2.8862 | 2.8862 | 2.8862 | 2.8862
System Growth Capex | 673136.4978 | 325083.33 | 1275345 | 687472 | 1355000 | 1291000 | 1342000 | 1499000 | 2335000 | 1866000 | 1314000 | 1313000 | 1091000
Change in length of Pipeline |  | 0.7155% | 0.6196% | 1.169% | 0% | 0% | 0% | 0% | 0% | 0% | 0% | 0% | 0%
Change in Total Energy Supplied |  | 2.048% | 2.17% | -6.69% | 6.532% | 1.05% | 1.058% | 1.066% | 1.066% | 0% | 0% | 0% | 0%
Change in ICPs |  | 0.5487% | 0.9888% | 0.8201% | 1.178% | 0.6856% | 0.6819% | 0.6763% | 0.6773% | 0% | 0% | 0% | 0%
Change in Capex |  | -107.1% | 74.51% | -85.51% | 49.26% | -4.957% | 3.8% | 10.47% | 35.8% | -25.13% | -42.01% | -0.07616% | -20.35%
Change in Capex : Change in Asset Base |  | 149.6302 | 120.2588 | 73.1256
Change in Capex : Change in Energy Supply |  | 52.2786 | 34.3376 | 12.7831 | 7.5418 | 4.7232 | 3.5929 | 9.825 | 33.5857
Change in Capex : Change in Customer Base |  | 195.137 | 75.3544 | 104.273 | 41.8093 | 7.2307 | 5.5734 | 15.4862 | 52.8615
Capex Materiality Boundaries
Consumer Connection Capex Boundary | 4309.1589 | 4309.1589 | 4309.1589 | 4309.1589 | 4309.1589 | 4309.1589 | 4309.1589 | 4309.1589 | 4309.1589 | 4309.1589 | 4309.1589 | 4309.1589 | 4309.1589 | 0.39303
Growth Capex Boundary | 757.8549 | 757.8549 | 757.8549 | 757.8549 | 757.8549 | 757.8549 | 757.8549 | 757.8549 | 757.8549 | 757.8549 | 757.8549 | 757.8549 | 757.8549 | 0.069123
Asset replacement and renewal Boundary | 1387.5556 | 1387.5556 | 1387.5556 | 1387.5556 | 1387.5556 | 1387.5556 | 1387.5556 | 1387.5556 | 1387.5556 | 1387.5556 | 1387.5556 | 1387.5556 | 1387.5556 | 0.12656
Asset relocations Boundary | 113.3573 | 113.3573 | 113.3573 | 113.3573 | 113.3573 | 113.3573 | 113.3573 | 113.3573 | 113.3573 | 113.3573 | 113.3573 | 113.3573 | 113.3573 | 0.010339
Total reliability, safety and environment Boundary | 3065.1953 | 3065.1953 | 3065.1953 | 3065.1953 | 3065.1953 | 3065.1953 | 3065.1953 | 3065.1953 | 3065.1953 | 3065.1953 | 3065.1953 | 3065.1953 | 3065.1953 | 0.27957
Expenditure on Non-Network Assets Boundary | 1330.7685 | 1330.7685 | 1330.7685 | 1330.7685 | 1330.7685 | 1330.7685 | 1330.7685 | 1330.7685 | 1330.7685 | 1330.7685 | 1330.7685 | 1330.7685 | 1330.7685 | 0.12138
Total Planned Interruptions | 140 | 225 | 199 | 216 | 216 | 216 | 216 | 216 | 216 | 216 | 216 | 216 | 216
Total Unplanned Interruptions | 1024 | 947 | 978 | 702 | 702 | 702 | 702 | 702 | 702 | 702 | 702 | 702 | 702
Total Interruptions | 1164 | 1172 | 1177 | 918 | 918 | 918 | 918 | 918 | 918 | 918 | 918 | 918 | 918
Opex ($) per Interruption | 351.0451 | 311.2859 | 318.4919 | 399.7821 | 444.4444 | 446.6231 | 448.8017 | 452.0697 | 454.2484 | 456.427 | 458.6057 | 460.7843 | 462.963
Interruptions Opex Boundary | 328.8398 | 326.5952 | 325.2077 | 416.9603 | 416.9603 | 416.9603 | 416.9603 | 416.9603 | 416.9603 | 416.9603 | 416.9603 | 416.9603 | 416.9603 | 0.025094
Expenditure per km of pipeline for supply
Network | 1043.2275 | 1601.9971 | 2348.2261 | 1960.8225 | 2223.0155 | 2136.8349 | 2148.3937 | 1934.0473 | 2146.0139 | 2097.9092 | 2068.1625 | 2066.6327 | 2030.5966
Non Network | 281.0759 | 272.2602 | 138.6088 | 205.0295 | 360.1904 | 246.9828 | 187.4894 | 181.54 | 177.1205 | 177.1205 | 177.1205 | 177.1205 | 177.1205
Estimated Revenue ($000) based on:
Energy Supplied across all customers | 36321.8038 | 37065.6692 | 37869.9679 | 35336.6547 | 37644.8971 | 38040.0145 | 38442.3773 | 38852.1804 | 39266.3522 | 39266.3522 | 39266.3522 | 39266.3522 | 39266.3522
Average no of ICPs across all types | 11879.0646 | 11944.2415 | 12062.3457 | 12161.2666 | 12304.5633 | 12388.9235 | 12473.3992 | 12557.7593 | 12642.8128 | 12642.8128 | 12642.8128 | 12642.8128 | 12642.8128
Total regulatory income
Composition of Revenue Requirement (% of revenue)
Operational expenditure
Pass-through and recoverable costs excluding financial incentives and wash-ups
Total depreciation
Total revaluations
Regulatory tax allowance
Regulatory profit/(loss) including financial incentives and wash-ups (% of revenue)
Service intensity measures
Demand density
Volume density
Connection point density
Energy intensity
Interruption ratio (per 100km of pipe length)
Asset variations - See Asset data tab
Asset age (remaining life)
Asset Condition
Number of assets
Total gas conveyed (GJ/100) | 87629.03 | 89423.66 | 91364.09 | 85252.2851 | 90821.09 | 91774.34 | 92745.07 | 93733.75 | 94732.97 | 94732.97 | 94732.97 | 94732.97 | 94732.97
Maximum monthly load (GJ/month)/10 | 95595.1414 | 102397.6017 | 104892 | 101272.4332 | 101024.5 | 102079.4 | 103156.2 | 104250.2 | 105367.2 | 105367.2 | 105367.2 | 105367.2 | 105367.2
Change in ICP numbers |  | 0.5487% | 0.9888% | 0.8201% | 1.178% | 0.6856% | 0.6819% | 0.6763% | 0.6773% | 0% | 0% | 0% | 0%
ICP Makeup, estimated from Base Year | [13 empty] | Ratios
Residential / Small Commercial | 326036 | 326507 | 327425 | 328177 | 329240 | 329798 | 330358 | 330918 | 331484 | 331320 | 331156 | 330992 | 330828 | 99.14%
Commercial | 2734 | 2827 | 2930 | 3034 | 3210 | 3381 | 3551 | 3720 | 3889 | 4052 | 4215 | 4378 | 4541 | 0.8623%
Industrial | 102 | 102 | 103 | 103 | 104 | 105 | 106 | 107 | 108 | 109 | 110 | 111 | 112
Predicted Billed Amount, Estimated from Base Case and new ICPs
Residential / Small Commercial | 30900.132 | 30944.7711 | 31031.7748 | 31103.0457 | 31203.7918 | 31256.6764 | 31309.7505 | 31362.8246 | 31416.4674 | 31400.9242 | 31385.3811 | 31369.838 | 31354.2948
Commercial | 3070.821 | 3175.2783 | 3290.9676 | 3407.7801 | 3605.4628 | 3797.5296 | 3988.4731 | 4178.2934 | 4368.1137 | 4551.1948 | 4734.276 | 4917.3571 | 5100.4382
Industrial | 4034.103 | 4034.103 | 4073.653 | 4073.653 | 4113.2031 | 4152.7531 | 4192.3031 | 4231.8531 | 4271.4032 | 4310.9532 | 4350.5032 | 4390.0533 | 4429.6033
Total | 38005.056 | 38154.1525 | 38396.3954 | 38584.4789 | 38922.4577 | 39206.959 | 39490.5267 | 39772.9711 | 40055.9843 | 40263.0723 | 40470.1603 | 40677.2483 | 40884.3364
Gas Use, Estimated from Base Year
Residential / Small Commercial | 3080000 | 3084449.4473 | 3093121.6185 | 3100225.6193 | 3110267.5778 | 3115538.8975 | 3120829.1109 | 3126119.3242 | 3131466.2185 | 3129916.9417 | 3128367.6649 | 3126818.3882 | 3125269.1114
Commercial | 2086000 | 2156957.5713 | 2235544.989 | 2314895.3914 | 2449180.6876 | 2579651.0607 | 2709358.4492 | 2838302.853 | 2967247.2568 | 3091613.7527 | 3215980.2487 | 3340346.7447 | 3464713.2407
Industrial | 4003000 | 4003000 | 4042245.098 | 4042245.098 | 4081490.1961 | 4120735.2941 | 4159980.3922 | 4199225.4902 | 4238470.5882 | 4277715.6863 | 4316960.7843 | 4356205.8824 | 4395450.9804
Total | 9169000 | 9244407.0186 | 9370911.7055 | 9457366.1087 | 9640938.4615 | 9815925.2524 | 9990167.9522 | 10163647.6674 | 10337184.0635 | 10499246.3807 | 10661308.698 | 10823371.0152 | 10985433.3325
Additional gas supplied from previous year (GJ) |  | 179463 | 194043 | -611180.491 | 556880.491 | 95325 | 97073 | 98868 | 99922 | 0 | 0 | 0 | 0
Data for % variation charts
Opex per ICP (% variation)
Network |  | 19.12% | 0.322% | -3.673% | 3.729% | -1.28% | -0.1839% | -0.1627% | -0.1843% | 0.5074% | 0.4868% | 0.5024% | 0.4999%
Non Network |  | -1.686% | -0.9383% | 6.809% | -2.329% | -1.552% | -0.6632% | -0.6763% | -0.6773% | 0% | 0% | 0% | 0%
Capex per ICP (% variation)
Network |  | 53.82% | 46.05% | -16.21% | 12.05% | -4.531% | -0.14% | -10.58% | 9.267% | -2.293% | -1.438% | -0.07403% | -1.775%
Non Network |  | -2.976% | -49.28% | 48.43% | 73.63% | -31.9% | -24.6% | -3.824% | -3.189% | 0% | 0% | 0% | 0%
Opex per total gas conveyed (% variation)
Network
Non Network
Capex per ICP (% variation)
Network
Non Network
Note on A3: Microsoft Office User: Need to know if these are calculated from nominal or constant $*

## Calculations (hidden)
Capex and Opex
| 2013 | 2014 | 2015 | 2016 | 2017 | 2018 | 2019 | 2020 | 2021 | 2022 | 2023 | 2024 | 2025
Network opex per TJ energy delivered to ICPs |  | 17.37% | -0.8378% | 4.079% | -1.484% | -1.636% | -0.5552% | -0.5476% | -0.5682% | 0.5074% | 0.4868% | 0.5024% | 0.4999%
Capex per ICP |  | 53.82% | 46.05% | -16.21% | 12.05% | -4.531% | -0.14% | -10.58% | 10.21% | -2.242% | -1.418% | -0.07397% | -1.744%
Change in revenue/ICP |  | 0.5487% | 0.9888% | 0.8201% | 1.178% | 0.6856% | 0.6819% | 0.6763% | 0.6773% | 0% | 0% | 0% | 0%
Change in non-network opex
Change in revenue/TJ |  | 2.048% | 2.17% | -6.69% | 6.532% | 1.05% | 1.058% | 1.066% | 1.066% | 0% | 0% | 0% | 0%
Change in capex/TJ |  | 51.56% | 44.36% | -9.465% | 6.42% | -4.875% | -0.5114% | -10.93% | 9.789% | -2.242% | -1.418% | -0.07397% | -1.744%
Change in pipe length (%) |  | 0.7155% | 0.6196% | 1.169% | 0% | 0% | 0% | 0% | 0% | 0% | 0% | 0% | 0%
Base Step-Trend Calculations
Year | 2013 | 2014 | 2015 | 2016 | 2017 | 2018 | 2019 | 2020 | 2021 | 2022 | 2023 | 2024 | 2025
t | 0 | 1 | 2 | 3 | 4 | 5 | 6 | 7 | 8 | 9 | 10 | 11 | 12
Opex | 1 | 1 | 1 | 1 | 1 | 1 | 1 | 1 | 1 | 1 | 1 | 1 | 1
Low |  |  |  | 15556.395 | 15349.4531 | 15145.2642 | 14943.7915 | 14744.9989 | 14548.8508 | 14355.3119 | 14164.3477 | 13975.9238 | 13790.0065
Mid |  |  |  | 15556.395 | 15662.7073 | 15769.7461 | 15877.5164 | 15986.0233 | 16095.2716 | 16205.2666 | 16316.0133 | 16427.5168 | 16539.7823
High |  |  |  | 15556.395 | 15975.9614 | 16406.8439 | 16849.3475 | 17303.7857 | 17770.4804 | 18249.7622 | 18741.9706 | 19247.4541 | 19766.5709
Capex | 1 | 1 | 1 | 1 | 1 | 1 | 1 | 1 | 1 | 1 | 1 | 1 | 1
Low | 12994 | 12821.1449 | 12650.5892 | 12482.3024 | 12316.2542 | 12152.4149 | 11990.7551 | 11831.2459 | 11673.8585 | 11518.5648 | 11365.337 | 11214.1474 | 11064.9691
Mid | 12994 | 13082.8009 | 13172.2087 | 13262.2274 | 13352.8614 | 13444.1148 | 13535.9917 | 13628.4966 | 13721.6336 | 13815.4072 | 13909.8216 | 14004.8812 | 14100.5904
High | 12994 | 13344.4569 | 13704.3659 | 14073.9819 | 14453.5666 | 14843.389 | 15243.7252 | 15654.8587 | 16077.0808 | 16510.6905 | 16955.9949 | 17413.3095 | 17882.9581
Opex Waterfall
| 2013 | 2014 | 2015 | 2016 | 2017 | 2018 | 2019 | 2020 | 2021 | 2022 | 2023 | 2024 | 2025
Original | 14722.5451 | 15481.7114 | 15556.395 | 16236 | 16370 | 16244 | 16273 | 16301 | 16328 | 16356 | 16383 | 16411 | 16439
Change | 0 | 759.1664 | 74.6836 | 679.605 | 134 | -126 | 29 | 28 | 27 | 28 | 27 | 28 | 28
Change | 0 | 759.1664 | 74.6836 | 679.605 | 134 | 126 | 29 | 28 | 27 | 28 | 27 | 28 | 28
White Height | 14722.5451 | 14722.5451 | 15481.7114 | 15556.395 | 16236 | 16244 | 16244 | 16273 | 16301 | 16328 | 16356 | 16383 | 16411
Maximum boundary | 16016.228 | 16016.228 | 16016.228 | 16016.228 | 16016.228 | 16016.228 | 16016.228 | 16016.228 | 16016.228 | 16016.228 | 16016.228 | 16016.228 | 16016.228
Minimum boundary | 14490.873 | 14490.873 | 14490.873 | 14490.873 | 14490.873 | 14490.873 | 14490.873 | 14490.873 | 14490.873 | 14490.873 | 14490.873 | 14490.873 | 14490.873
Capex Waterfall
2 | 2013 | 2014 | 2015 | 2016 | 2017 | 2018 | 2019 | 2020 | 2021 | 2022 | 2023 | 2024 | 2025
Original | 7599.0317 | 10831.695 | 14460.945 | 12741.7076 | 15197 | 14024 | 13742 | 12446 | 13667 | 12607 | 12417 | 12392 | 12164
Change | 0 | 3232.6633 | 3629.25 | -1719.2374 | 2455.2924 | -1173 | -282 | -1296 | 1221 | -1060 | -190 | -25 | -228
Graph Change | 0 | 3232.6633 | 3629.25 | 1719.2374 | 2455.2924 | 1173 | 282 | 1296 | 1221 | 1060 | 190 | 25 | 228
White Height | 7599.0317 | 7599.0317 | 10831.695 | 12741.7076 | 12741.7076 | 14024 | 13742 | 12446 | 12446 | 12607 | 12417 | 12392 | 12164
Maximum boundary | 12060.2797 | 12060.2797 | 12060.2797 | 12060.2797 | 12060.2797 | 12060.2797 | 12060.2797 | 12060.2797 | 12060.2797 | 12060.2797 | 12060.2797 | 12060.2797 | 12060.2797
Minimum boundary | 9867.5015 | 9867.5015 | 9867.5015 | 9867.5015 | 9867.5015 | 9867.5015 | 9867.5015 | 9867.5015 | 9867.5015 | 9867.5015 | 9867.5015 | 9867.5015 | 9867.5015
Revenue per TJ energy delivered to ICPs ($/TJ) | [13 empty] | Average | +/-
Forecast Opex | 14722.5451 | 15481.7114 | 15556.395 | 16236 | 16370 | 16244 | 16273 | 16301 | 16328 | 16356 | 16383 | 16411 | 16439 | 15253.5505 | 1096.3891
Forecast Capex | 7599.0317 | 10831.695 | 14460.945 | 12741.7076 | 15197 | 14024 | 13742 | 12446 | 13667 | 12607 | 12417 | 12392 | 12164 | 10594.0572 | 762.6775
Asset Value and Growth | 347397.7802 | 348070.9167 | 348396 | 349083.472 | 350438.472 | 351729.472 | 353071.472 | 354570.472 | 356905.472 | 358771.472 | 360085.472 | 361398.472 | 362489.472
Supply - Dynamic Chart
Expenditure to number of ICPs | 2013 | 2014 | 2015 | 2016 | 2017 | 2018 | 2019 | 2020 | 2021 | 2022 | 2023 | 2024 | 2025
Average Number of ICPs | 102794 | 103358 | 104380 | 105236 | 106476 | 107206 | 107937 | 108667 | 109403 | 109403 | 109403 | 109403 | 109403
ICPs at Year End | 102794 | 103358 | 104380 | 105236 | 106476 | 107206 | 107937 | 108667 | 109403 | 109403 | 109403 | 109403 | 109403
Total gas conveyed/annum (GJ) | 8762903 | 8942366 | 9136409 | 8525228.509 | 9082109 | 9177434 | 9274507 | 9373375 | 9473297 | 9473297 | 9473297 | 9473297 | 9473297
Total gas conveyed/annum (100TJ) | 87.629 | 89.4237 | 91.3641 | 85.2523 | 90.8211 | 91.7743 | 92.7451 | 93.7338 | 94.733 | 94.733 | 94.733 | 94.733 | 94.733
Capex / 100 ICPs | 76.7985 | 106.9472 | 144.2124 | 123.0803 | 148.935 | 137.2684 | 133.7262 | 120.9015 | 131.2487 | 122.3367 | 120.7371 | 120.6548 | 118.717
Annual GJ supplied/ICP | 85.2472 | 86.5184 | 87.5303 | 81.0106 | 85.2972 | 85.6056 | 85.9252 | 86.2578 | 86.5908 | 86.5908 | 86.5908 | 86.5908 | 86.5908
Capex / ICP : Network | 76.7985 | 106.9472 | 144.2124 | 123.0803 | 148.935 | 137.2684 | 133.7262 | 120.9015 | 131.2487 | 122.3367 | 120.7371 | 120.6548 | 118.717
Opex / ICP Network | 143.2238 | 149.7873 | 149.0362 | 154.2818 | 153.7436 | 151.5214 | 150.7639 | 150.0087 | 149.2464 | 149.5023 | 149.7491 | 150.005 | 150.261 | 147.3621 | 147.3621
Service interruptions, incidents and emergencies Opex per ICP | 3.9751 | 3.5297 | 3.5913 | 3.4874 | 3.8318 | 3.8244 | 3.817 | 3.819 | 3.8116 | 3.8299 | 3.8482 | 3.8664 | 3.8847 | 3.6979 | 3.6979
Service opex materiality boundary | 3.7237 | 3.7033 | 3.6671 | 3.6372 | 3.5949 | 3.5704 | 3.5462 | 3.5224 | 3.4987 | 3.4987 | 3.4987 | 3.4987 | 3.4987
Routine and corrective maintenance and inspection Opex per ICP | 23.5302 | 21.4644 | 20.3638 | 21.8936 | 19.1217 | 19.0941 | 19.0574 | 19.0214 | 18.9849 | 19.0854 | 19.1768 | 19.2774 | 19.3688 | 21.7783 | 21.7783
Maintenance opex materiality boundary | 21.9301 | 21.8104 | 21.5969 | 21.4212 | 21.1718 | 21.0276 | 20.8852 | 20.7449 | 20.6053 | 20.6053 | 20.6053 | 20.6053 | 20.6053
Asset replacement and renewal Opex per ICP | 15.5099 | 26.2463 | 27.4502 | 24.1362 | 28.4102 | 27.7876 | 27.7384 | 27.6901 | 27.6409 | 27.778 | 27.9151 | 28.0522 | 28.1985 | 23.097 | 23.097
Renewal opex materiality boundary | 23.258 | 23.1311 | 22.9046 | 22.7183 | 22.4537 | 22.3008 | 22.1498 | 22.001 | 21.853 | 21.853 | 21.853 | 21.853 | 21.853
Non-Network Opex per ICP | 100.2086 | 98.5468 | 97.6308 | 104.7645 | 102.3799 | 100.8153 | 100.151 | 99.4782 | 98.809 | 98.809 | 98.809 | 98.809 | 98.809 | 98.789 | 98.789
Non Network opex materiality boundary | 99.4777 | 98.9349 | 97.9662 | 97.1694 | 96.0377 | 95.3838 | 94.7378 | 94.1014 | 93.4683 | 93.4683 | 93.4683 | 93.4683 | 93.4683
Network opex materiality boundary | 5027.8353 | 5027.8353 | 5027.8353 | 5027.8353 | 5027.8353 | 5027.8353 | 5027.8353 | 5027.8353 | 5027.8353 | 5027.8353 | 5027.8353 | 5027.8353 | 5027.8353 | 98.789
Opex / ICP Non-network | 100.2086 | 98.5468 | 97.6308 | 104.7645 | 102.3799 | 100.8153 | 100.151 | 99.4782 | 98.809 | 98.809 | 98.809 | 98.809 | 98.809
Capex boundary / 100 ICPs | 106.6589 | 106.0768 | 105.0382 | 104.1838 | 102.9705 | 102.2694 | 101.5768 | 100.8944 | 100.2156 | 100.2156 | 100.2156 | 100.2156 | 100.2156
Opex boundary | 148.3895 | 147.5798 | 146.1348 | 144.9461 | 143.2581 | 142.2826 | 141.319 | 140.3697 | 139.4253 | 139.4253 | 139.4253 | 139.4253 | 139.4253
Total Opex/GJ gas conveyed | 1.6801 | 1.7313 | 1.7027 | 1.9045 | 1.8024 | 1.77 | 1.7546 | 1.7391 | 1.7236 | 1.7265 | 1.7294 | 1.7323 | 1.7353
Network opex/GJ gas conveyed | 0.50459 | 0.59225 | 0.58729 | 0.61124 | 0.60217 | 0.59232 | 0.58903 | 0.58581 | 0.58248 | 0.58544 | 0.58829 | 0.59124 | 0.5942
Non network opex/GJ gas conveyed | 1.1755 | 1.139 | 1.1154 | 1.2932 | 1.2003 | 1.1777 | 1.1656 | 1.1533 | 1.1411 | 1.1411 | 1.1411 | 1.1411 | 1.1411
Total capex/GJ gas conveyed | 0.86718 | 1.2113 | 1.5828 | 1.4946 | 1.6733 | 1.5281 | 1.4817 | 1.3278 | 1.4427 | 1.3308 | 1.3107 | 1.3081 | 1.284
Network capex/GJ gas conveyed | 0.68313 | 1.0353 | 1.4946 | 1.3531 | 1.44 | 1.3698 | 1.3628 | 1.2139 | 1.3327 | 1.3028 | 1.2843 | 1.2834 | 1.261
Non network capex/GJ gas conveyed | 0.18405 | 0.17595 | 0.08822 | 0.14148 | 0.23332 | 0.15832 | 0.11893 | 0.11394 | 0.10999 | 0.10999 | 0.10999 | 0.10999 | 0.10999
Increase in total capex/GJ between 2013 and 2017 | 0.80611
Increase in network capex/GJ between 2013 and 2017 | 0.75685
Increase in non network capex/GJ between 2013 and 2017 | 0.049261
% Increase in total capex/GJ between 2013 and 2017 | 92.96%
% Increase in network capex/GJ between 2013 and 2017 | 110.8%
% Increase in non network capex/GJ between 2013 and 2017 | 26.76%