## Summary No Escalator change
Summary RCP2 Forecasts with ComCom Adjustments and NO changes to cost escalators
ORIGINAL SUBMISSION
| BASE CAPEX | ($m) | 2015-16 | 2016-17 | 2017-18 | 2018-19 | 2019-20 | Total
| Base Capex (real 12/13 prices) |  | 247.2565 | 248.6145 | 232.787 | 240.5281 | 219.37 | 1188.5561
| CPI |  | 13.5991 | 19.1682 | 23.2089 | 29.5369 | 32.1158 | 117.6288
| RPE |  | 10.4034 | 11.7908 | 12.6703 | 13.6584 | 12.6472 | 61.17
| Base Capex (nominal) |  | 271.2589 | 279.5734 | 268.6662 | 283.7234 | 264.133 | 1367.3549
| Base Capex commissioned (nominal) |  | 268.1531 | 282.1656 | 261.9617 | 268.3754 | 268.2881 | 1348.9439
| Productivity adjustment |  | -19.8716 | -19.6313 | -19.0691 | -19.8983 | -19.9148 | -98.3851
| Proposed Base Capex Allowance - commissioned (nominal) |  | 248.2814 | 262.5343 | 242.8926 | 248.4771 | 248.3733 | 1250.5587
| OPEX | ($m) | 2015-16 | 2016-17 | 2017-18 | 2018-19 | 2019-20 | Total
| Opex (real 12/13 prices) |  | 262.9691 | 263.8671 | 264.9629 | 260.6133 | 256.8907 | 1309.3032
| CPI |  | 14.4532 | 20.3483 | 26.4261 | 32.011 | 37.6111 | 130.8497
| RPE |  | 5.3601 | 5.7471 | 5.9328 | 6.1514 | 6.3883 | 29.5796
| Proposed Opex Allowance (nominal) |  | 282.7824 | 289.9625 | 297.3218 | 298.7757 | 300.8901 | 1469.7326
WITH CC $ ADJUSTMENT and no changes to Cost escalators
| BASE CAPEX | ($m) | 2015-16 | 2016-17 | 2017-18 | 2018-19 | 2019-20 | Total
| Base Capex (real 12/13 prices) |  | 223.648 | 227.284 | 209.8686 | 208.7794 | 185.6834 | 1055.2635
| CPI |  | 12.3006 | 17.5236 | 20.9239 | 25.6381 | 27.1841 | 103.5703
| RPE |  | 9.7698 | 11.1374 | 11.6129 | 12.5184 | 11.2972 | 56.3356
| Base Capex (nominal) |  | 245.7185 | 255.945 | 242.4054 | 246.9359 | 224.1647 | 1215.1695
| Base Capex commissioned (nominal) |  | 245.4588 | 268.8671 | 223.3494 | 238.5529 | 219.9464 | 1196.1746
| Productivity adjustment |  | -18.0915 | -18.2227 | -14.4585 | -15.9007 | -15.4753 | -82.1488
| Proposed Base Capex Allowance - commissioned (nominal) |  | 227.3673 | 250.6444 | 208.8909 | 222.6522 | 204.4711 | 1114.0258
| OPEX | ($m) | 2015-16 | 2016-17 | 2017-18 | 2018-19 | 2019-20 | Total
| Opex (real 12/13 prices) |  | 248.3402 | 249.725 | 250.3985 | 245.9832 | 243.0375 | 1237.4843
| CPI |  | 13.6492 | 19.2577 | 24.9735 | 30.214 | 35.5829 | 123.6773
| RPE |  | 5.2057 | 5.586 | 5.7556 | 5.9596 | 6.187 | 28.694
| Proposed Opex Allowance (nominal) |  | 267.1951 | 274.5687 | 281.1276 | 282.1568 | 284.8075 | 1389.8555
VARIANCE
| BASE CAPEX | ($m) | 2015-16 | 2016-17 | 2017-18 | 2018-19 | 2019-20 | Total
| Base Capex (real 12/13 prices) |  | -23.6084 | -21.3305 | -22.9184 | -31.7487 | -33.6866 | -133.2926
| CPI |  | -1.2985 | -1.6446 | -2.285 | -3.8987 | -4.9317 | -14.0585
| RPE |  | -0.63356 | -0.65336 | -1.0575 | -1.14 | -1.35 | -4.8344
| Base Capex (nominal) |  | -25.5405 | -23.6284 | -26.2608 | -36.7875 | -39.9683 | -152.1854
| Base Capex commissioned (nominal) |  | -22.6943 | -13.2985 | -38.6123 | -29.8225 | -48.3417 | -152.7692
| Productivity adjustment |  | 1.7801 | 1.4086 | 4.6106 | 3.9976 | 4.4395 | 16.2363
| Proposed Base Capex Allowance - commissioned (nominal) |  | -20.9142 | -11.8899 | -34.0017 | -25.8249 | -43.9022 | -136.5329
| OPEX | ($m) | 2015-16 | 2016-17 | 2017-18 | 2018-19 | 2019-20 | Total
| Opex (real 12/13 prices) |  | -14.629 | -14.1422 | -14.5645 | -14.6301 | -13.8532 | -71.8189
| CPI |  | -0.80403 | -1.0906 | -1.4526 | -1.797 | -2.0282 | -7.1724
| RPE |  | -0.15431 | -0.1611 | -0.17722 | -0.19184 | -0.20122 | -0.88568
| Proposed Opex Allowance (nominal) |  | -15.5873 | -15.3938 | -16.1943 | -16.619 | -16.0826 | -79.877

## Summary with Escalator change
Summary RCP2 Forecasts with ComCom adjustments and changes to cost escalators
ORIGINAL SUBMISSION
| BASE CAPEX | ($m) | 2015-16 | 2016-17 | 2017-18 | 2018-19 | 2019-20 | Total
| Base Capex (real 12/13 prices) |  | 247.2565 | 248.6145 | 232.787 | 240.5281 | 219.37 | 1188.5561
| CPI |  | 13.5991 | 19.1682 | 23.2089 | 29.5369 | 32.1158 | 117.6288
| RPE |  | 10.4034 | 11.7908 | 12.6703 | 13.6584 | 12.6472 | 61.17
| Base Capex (nominal) |  | 271.2589 | 279.5734 | 268.6662 | 283.7234 | 264.133 | 1367.3549
| Base Capex commissioned (nominal) |  | 268.1531 | 282.1656 | 261.9617 | 268.3754 | 268.2881 | 1348.9439
| Productivity adjustment |  | -19.8716 | -19.6313 | -19.0691 | -19.8983 | -19.9148 | -98.3851
| Proposed Base Capex Allowance - commissioned (nominal) |  | 248.2814 | 262.5343 | 242.8926 | 248.4771 | 248.3733 | 1250.5587
| OPEX | ($m) | 2015-16 | 2016-17 | 2017-18 | 2018-19 | 2019-20 | Total
| Opex (real 12/13 prices) |  | 262.9691 | 263.8671 | 264.9629 | 260.6133 | 256.8907 | 1309.3032
| CPI |  | 14.4532 | 20.3483 | 26.4261 | 32.011 | 37.6111 | 130.8497
| RPE |  | 5.3601 | 5.7471 | 5.9328 | 6.1514 | 6.3883 | 29.5796
| Proposed Opex Allowance (nominal) |  | 282.7824 | 289.9625 | 297.3218 | 298.7757 | 300.8901 | 1469.7326
WITH CC ADJUSTMENT incl Escalator Changes
| BASE CAPEX | ($m) | 2015-16 | 2016-17 | 2017-18 | 2018-19 | 2019-20 | Total
| Base Capex (real 12/13 prices) |  | 223.6749 | 227.2901 | 209.8701 | 208.7798 | 185.6835 | 1055.2983
| CPI |  | 11.7877 | 16.6831 | 19.8957 | 24.3646 | 25.8286 | 98.5596
| RPE |  | 7.2638 | 9.0822 | 10.0597 | 10.3658 | 9.3567 | 46.1282
| Base Capex (nominal) |  | 242.7263 | 253.0554 | 239.8254 | 243.5102 | 220.8688 | 1199.9861
| Base Capex commissioned (nominal) |  | 243.656 | 265.6484 | 221.4157 | 235.564 | 215.6548 | 1181.9389
| Estimated USD FX adjustment |  | -1.4998 | -1.3534 | -0.75583 | -0.4069 | -0.17961 | -4.1955
| Productivity adjustment |  | -17.8442 | -17.8889 | -14.2645 | -15.657 | -15.1463 | -80.8008
| Proposed Base Capex Allowance - commissioned (nominal) |  | 224.312 | 246.4061 | 206.3954 | 219.5002 | 200.3289 | 1096.9426
| OPEX | ($m) | 2015-16 | 2016-17 | 2017-18 | 2018-19 | 2019-20 | Total
| Opex (real 12/13 prices) |  | 248.3402 | 249.725 | 250.3985 | 245.9832 | 243.0375 | 1237.4843
| CPI |  | 13.0849 | 18.3104 | 23.735 | 28.7024 | 33.7866 | 117.6194
| RPE |  | 3.4358 | 3.7643 | 3.9451 | 4.1441 | 4.3698 | 19.6592
| Estimated USD FX adjustment |  | -0.060084 | -0.044997 | -0.029979 | -0.014892 | -0.0074292 | -0.15738
| Subtotal |  | 264.8008 | 271.7547 | 278.0485 | 278.8148 | 281.1866 | 1374.6054
VARIANCE
| BASE CAPEX | ($m) | 2015-16 | 2016-17 | 2017-18 | 2018-19 | 2019-20 | Total
| Base Capex (real 12/13 prices) |  | -23.5816 | -21.3244 | -22.9169 | -31.7484 | -33.6865 | -133.2578
| CPI |  | -1.8114 | -2.4851 | -3.3132 | -5.1723 | -6.2872 | -19.0692
| RPE |  | -3.1395 | -2.7085 | -2.6107 | -3.2926 | -3.2905 | -15.0418
| Base Capex (nominal) |  | -28.5326 | -26.518 | -28.8407 | -40.2132 | -43.2642 | -167.3688
| Base Capex commissioned (nominal) |  | -24.497 | -16.5172 | -40.546 | -32.8114 | -52.6333 | -167.0049
| Estimated USD FX Adjustment |  | -1.4998 | -1.3534 | -0.75583 | -0.4069 | -0.17961 | -4.1955
| Productivity adjustment |  | 2.0274 | 1.7424 | 4.8046 | 4.2413 | 4.7685 | 17.5843
| Proposed Base Capex Allowance - commissioned (nominal) |  | -23.9694 | -16.1281 | -36.4972 | -28.977 | -48.0444 | -153.6161
| OPEX | ($m) | 2015-16 | 2016-17 | 2017-18 | 2018-19 | 2019-20 | Total
| Opex (real 12/13 prices) |  | -14.629 | -14.1422 | -14.5645 | -14.6301 | -13.8532 | -71.8189
| CPI |  | -1.3682 | -2.0379 | -2.6912 | -3.3086 | -3.8245 | -13.2304
| RPE |  | -1.9243 | -1.9828 | -1.9877 | -2.0073 | -2.0184 | -9.9205
| Estimated USD FX adjustment |  | -0.060084 | -0.044997 | -0.029979 | -0.014892 | -0.0074292 | -0.15738
| Subtotal |  | -17.9816 | -18.2078 | -19.2733 | -19.9609 | -19.7035 | -95.1271

## Capex Detail No Escalator chg
Base Capex - sets out Base Capex by portfolio on a real basis excluding interest during construction, real basis including interest during construction, nominal expenditure basis and nominal commissioned basis
BASE CAPEX - Original ($m) |  |  | Expenditure excl. interest during construction (real 2012/13 prices) | [10 empty] | Interest during construction (real 2012/13 prices) | [10 empty] | Expenditure incl. interest during construction (real 2012/13 prices) | [10 empty] | CPI adjustment | [10 empty] | RPE adjustment | [10 empty] | Expenditure incl. interest during construction (nominal) | [10 empty] | Commissioned value (nominal) | [10 empty] | Interest during construction - expenditure basis (nominal)
|  |  | Admin Settlement |  | RCP1 |  |  |  | RCP2 |  |  |  |  | Admin Settlement |  | RCP1 |  |  |  | RCP2 |  |  |  |  | Admin Settlement |  | RCP1 |  |  |  | RCP2 |  |  |  |  | Admin Settlement |  | RCP1 |  |  |  | RCP2 |  |  |  |  | Admin Settlement |  | RCP1 |  |  |  | RCP2 |  |  |  |  | Admin Settlement |  | RCP1 |  |  |  | RCP2 |  |  |  |  | Admin Settlement |  | RCP1 |  |  |  | RCP2 |  |  |  |  | Admin Settlement |  | RCP1 |  |  |  | RCP2
[5 empty] | Actual |  | Forecast | [8 empty] | Actual |  | Forecast | [8 empty] | Actual |  | Forecast | [8 empty] | Actual |  | Forecast | [8 empty] | Actual |  | Forecast | [8 empty] | Actual |  | Forecast | [8 empty] | Actual |  | Forecast | [8 empty] | Actual |  | Forecast
Capex Category and Portfolio |  |  | 2009-10 | 2010-11 | 2011-12 | 2012-13 | 2013-14 | 2014-15 | 2015-16 | 2016-17 | 2017-18 | 2018-19 | 2019-20 | 2009-10 | 2010-11 | 2011-12 | 2012-13 | 2013-14 | 2014-15 | 2015-16 | 2016-17 | 2017-18 | 2018-19 | 2019-20 | 2009-10 | 2010-11 | 2011-12 | 2012-13 | 2013-14 | 2014-15 | 2015-16 | 2016-17 | 2017-18 | 2018-19 | 2019-20 | 2009-10 | 2010-11 | 2011-12 | 2012-13 | 2013-14 | 2014-15 | 2015-16 | 2016-17 | 2017-18 | 2018-19 | 2019-20 | 2009-10 | 2010-11 | 2011-12 | 2012-13 | 2013-14 | 2014-15 | 2015-16 | 2016-17 | 2017-18 | 2018-19 | 2019-20 | 2009-10 | 2010-11 | 2011-12 | 2012-13 | 2013-14 | 2014-15 | 2015-16 | 2016-17 | 2017-18 | 2018-19 | 2019-20 | 2009-10 | 2010-11 | 2011-12 | 2012-13 | 2013-14 | 2014-15 | 2015-16 | 2016-17 | 2017-18 | 2018-19 | 2019-20 | 2009-10 | 2010-11 | 2011-12 | 2012-13 | 2013-14 | 2014-15 | 2015-16 | 2016-17 | 2017-18 | 2018-19 | 2019-20
Grid R&R | Transmission Lines | TL Tower | 420683.9276 | 54145.4718 | 96179.1379 | 581826.4318 | 98622.2976 | 853920.6353 | 425066 | 425067 | 425067 | 425067 | 425066 | 26103.4541 | 2568.7032 | -597.0903 | 9135.2691 | 0 | 7943.1911 | 15236 | 15251 | 15251 | 15251 | 15236 | 446787.3817 | 56714.175 | 95582.0477 | 590961.7009 | 98622.2976 | 861863.8264 | 440302 | 440318 | 440318 | 440318 | 440302 | -20909.6917 | -918.775 | -649.9677 | 0.059096 | 1380.7024 | 28441.4896 | 24216.61 | 33948.5178 | 43899.7046 | 54071.0504 | 64460.2128 | 0 | 0 | 0 | 0 | 0 | 0 | 6736.6206 | 8013.7876 | 10215.3776 | 12460.9994 | 14529.966 | 425877.69 | 55795.4 | 94932.08 | 590961.76 | 100003 | 890305.316 | 471255.2306 | 482280.3054 | 494433.0822 | 506850.0498 | 519292.1788 | 726015.34 | 245124.53 | 111023.94 | 5398.01 | 691162.36 | 890305.316 | 471255.2306 | 482280.3054 | 494433.0822 | 506850.0498 | 519292.1788 | 24881.81 | 2527.09 | -593.03 | 9135.27 | 0 | 8205.316 | 16307.0908 | 16704.4203 | 17125.3479 | 17555.4261 | 17969.3384
Grid R&R | Transmission Lines | TL Pole | 4106589.4968 | 9478507.3727 | 5133106.82 | 6988338.9912 | 3828775.5211 | 4233323.7537 | 5285993 | 4491506 | 5689487 | 4526774 | 4629935 | 105187.9143 | 197875.3292 | 278348.035 | 181939.2718 | 81808.6865 | 47088.718 | 187796 | 161343 | 202252 | 169168 | 165946 | 4211777.4112 | 9676382.7019 | 5411454.8551 | 7170278.263 | 3910584.2076 | 4280412.4717 | 5473789 | 4652849 | 5891739 | 4695942 | 4795881 | -197111.5812 | -156758.3219 | -36798.4451 | 0.71703 | 54747.7924 | 141253.1693 | 301058.395 | 358734.6579 | 587406.3783 | 576661.6776 | 702116.9784 | 0 | 0 | 0 | 0 | 0 | 0 | 313100.7308 | 321046.581 | 474874.1634 | 429209.0988 | 486302.3334 | 4014665.83 | 9519624.38 | 5374656.41 | 7170278.98 | 3965332 | 4421665.641 | 6087948.1258 | 5332630.2389 | 6954019.5417 | 5701812.7764 | 5984300.3118 | 4087383.05 | 9238965.42 | 4338322.38 | 7285009.16 | 7983141.95 | 4421665.641 | 6087948.1258 | 5284583.4347 | 6900809.2571 | 5803069.8652 | 5984300.3118 | 100265.11 | 194669.73 | 276455.24 | 181939.29 | 82954 | 48642.641 | 208866.7112 | 184915.2123 | 238718.0356 | 205403.7856 | 207067.4188
Grid R&R | Transmission Lines | TL Paint | 15038933.6784 | 17013172.0079 | 20047097.4981 | 21138200.4562 | 26521687.9891 | 35279708.8103 | 32958875 | 34774745 | 35851701 | 37818330 | 39320050 | 947534.7772 | 623925.2485 | 812691.5253 | 805587.1394 | 715576.9928 | 981088.9822 | 1176921 | 1246097 | 1280690 | 1356524 | 1408599 | 15986468.4556 | 17637097.2563 | 20859789.0233 | 21943787.5956 | 27237264.982 | 36260797.7925 | 34135796 | 36020842 | 37132391 | 39174854 | 40728649 | -748168.2356 | -285722.6563 | -141848.6933 | 2.1944 | 381319.018 | 1196606.283 | 1877468.78 | 2777206.9182 | 3702099.3827 | 4810672.0712 | 5962674.2136 | 0 | 0 | 0 | 0 | 0 | 0 | 778296.1488 | 1030196.0812 | 1344192.5542 | 1719776.0906 | 2081233.9639 | 15238300.22 | 17351374.6 | 20717940.33 | 21943789.79 | 27618584 | 37457404.0754 | 36791560.9288 | 39828244.9994 | 42178682.9369 | 45705302.1618 | 48772557.1775 | 2565365.25 | 31816633.35 | 11294515.98 | 27097886.63 | 37824445.51 | 29969697.377 | 36838664.5492 | 39502682.1739 | 40859387.9033 | 45678434.7541 | 49002070.4671 | 903190.06 | 613817.6 | 807165.14 | 805587.22 | 725595 | 1013464.9173 | 1268485.4538 | 1377809.4529 | 1454735.771 | 1582656.5508 | 1686797.3025
Grid R&R | Transmission Lines | TL Foundation | 3933484.3601 | 2145652.6677 | 1775357.0289 | 1947096.2353 | 1445152.0146 | 2846010.8782 | 1219160 | 1131043 | 1460633 | 1131043 | 1460634 | 45219.5177 | 57021.7782 | 128039.8138 | 46342.2554 | 43528.6038 | 91652.0084 | 43698 | 40582 | 52407 | 40582 | 52353 | 3978703.8778 | 2202674.4459 | 1903396.8427 | 1993438.4907 | 1488680.6185 | 2937662.8866 | 1262858 | 1171625 | 1513040 | 1171625 | 1512987 | -186203.7178 | -35683.5359 | -12943.2927 | 0.19934 | 20841.3815 | 96942.6304 | 69457.19 | 90332.2875 | 150850.088 | 143875.55 | 221501.2968 | 0 | 0 | 0 | 0 | 0 | 0 | 42810.8862 | 46865 | 70961.576 | 62916.2625 | 90627.9213 | 3792500.16 | 2166990.91 | 1890453.55 | 1993438.69 | 1509522 | 3034605.517 | 1375126.0762 | 1308822.2875 | 1734851.664 | 1378416.8125 | 1825116.2181 | 3161863.53 | 1237697.21 | 2233561.83 | 2323014.54 | 2123614.67 | 3344783.517 | 1375126.0762 | 1308822.2875 | 1734851.664 | 1378416.8125 | 1825116.2181 | 43103.24 | 56098.02 | 127169.13 | 46342.26 | 44138 | 94676.517 | 47582.7522 | 45334.1522 | 60089.8662 | 47744.723 | 63153.4239
Grid R&R | Transmission Lines | TL Grillage | 14609771.5188 | 6876683.5692 | 7032305.7062 | 8365794.7834 | 9528312.5657 | 10268514.7394 | 9741034 | 10128225 | 10001549 | 9978242 | 9436410 | 429508.1207 | 546674.4075 | 602745.8835 | 278169.4322 | 190032.5629 | 329952 | 348780 | 361707 | 359163 | 356300 | 337703 | 15039279.6394 | 7423357.9767 | 7635051.5897 | 8643964.2156 | 9718345.1286 | 10598466.7394 | 10089814 | 10489932 | 10360712 | 10334542 | 9774113 | -703839.7094 | -120259.1067 | -51919.1297 | 0.8644 | 136055.8714 | 349749.3376 | 554939.77 | 808773.7572 | 1032962.9864 | 1269081.7576 | 1430930.1432 | 0 | 0 | 0 | 0 | 0 | 0 | 292604.606 | 320991.9192 | 337759.2112 | 356541.699 | 352845.4793 | 14335439.93 | 7303098.87 | 7583132.46 | 8643965.08 | 9854401 | 10948216.077 | 10937358.376 | 11619697.6764 | 11731434.1976 | 11960165.4566 | 11557888.6225 | 9073593.71 | 9299991.18 | 3471742.71 | 17300219.12 | 9243256 | 7011384.788 | 10714572.713 | 11300488.0254 | 11900327.2806 | 11627329.6858 | 11713324.1965 | 409407.1 | 537818.23 | 598647.15 | 278169.46 | 192693 | 340840.416 | 378077.52 | 400662.8439 | 406680.2649 | 412345.99 | 399333.7975
Grid R&R | Transmission Lines | TL Conductor | 7459888.0775 | 18246310.7327 | 21235745.1937 | 12509240.0891 | 2200196.4669 | 4304046.091 | 15431404 | 6971875 | 5213527 | 1598148 | 3650715 | 244517.3554 | 858385.3952 | 482579.8321 | 247012.1453 | 43643.9885 | 58524.4868 | 590953 | 261845 | 187779 | 58054 | 130851 | 7704405.4329 | 19104696.1279 | 21718325.0257 | 12756252.2344 | 2243840.4554 | 4362570.5778 | 16022357 | 7233720 | 5401306 | 1656202 | 3781566 | -360566.9029 | -309497.8979 | -147686.8257 | 1.2756 | 31413.5446 | 143964.7272 | 881229.635 | 557719.812 | 538510.2082 | 203381.6056 | 553621.2624 | 0 | 0 | 0 | 0 | 0 | 0 | 712994.8865 | 372536.58 | 309494.8338 | 102353.2836 | 248827.0428 | 7343838.53 | 18795198.23 | 21570638.2 | 12756253.51 | 2275254 | 4506535.305 | 17616581.5215 | 8163976.392 | 6249311.042 | 1961936.8892 | 4584014.3052 | 4749038.18 | 12080935.23 | 32293220.23 | 12734875.25 | 4239179.64 | 2907333.376 | 19383184.3235 | 8290055.604 | 6249386.247 | 1962165.5992 | 4584014.3052 | 233073.92 | 844479.47 | 479298.24 | 247012.17 | 44255 | 60455.792 | 649752.8235 | 295518.267 | 217260.303 | 68770.7684 | 158617.5822
Grid R&R | Transmission Lines | TL Insulators | 4737482.2052 | 7389301.5696 | 7355479.5513 | 5516967.7283 | 4715381.1302 | 5422460.2988 | 7086956 | 7015791 | 6742735 | 7082035 | 6875261 | 235543.2777 | 261335.4085 | 393846.4964 | 345000.5255 | 153352.086 | 31203.6945 | 251082 | 249188 | 241928 | 254103 | 246376 | 4973025.4829 | 7650636.9781 | 7749326.0477 | 5861968.2538 | 4868733.2161 | 5453663.9933 | 7338038 | 7264979 | 6984663 | 7336138 | 7121637 | -232738.0629 | -123941.0481 | -52696.2077 | 0.5862 | 68161.7839 | 179970.4217 | 403592.09 | 560129.8809 | 696370.9011 | 900877.7464 | 1042607.6568 | 0 | 0 | 0 | 0 | 0 | 0 | 160703.0322 | 156197.0485 | 152265.6534 | 162128.6498 | 158100.3414 | 4740287.42 | 7526695.93 | 7696629.84 | 5861968.84 | 4936895 | 5633634.415 | 7902333.1222 | 7981305.9294 | 7833299.5545 | 8399144.3962 | 8322344.9982 | 5894748.45 | 10021995.02 | 4815126.08 | 8102847.99 | 8917153.57 | 5633634.415 | 7902333.1222 | 7981305.9294 | 7833299.5545 | 8399144.3962 | 8313289.5846 | 224519.83 | 257101.75 | 391168.3 | 345000.56 | 155499 | 32233.415 | 270390.2058 | 273757.9368 | 271322.252 | 290922.5247 | 287914.9936
Grid R&R | Transmission Lines | TL Access | 936699.1802 | 452143.6096 | 216236.5909 | 1310748.2189 | 2193372.9948 | 949454.048 | 1095315 | 1186596 | 1186595 | 1186595 | 1186595 | 16746.3508 | 11351.6173 | 45748.6153 | 19934.748 | 117730.7807 | 13179 | 39260 | 42575 | 42575 | 42575 | 42530 | 953445.531 | 463495.2268 | 261985.2061 | 1330682.9669 | 2311103.7755 | 962633.048 | 1134575 | 1229171 | 1229170 | 1229170 | 1229125 | -44621.341 | -7508.6668 | -1781.5261 | 0.13307 | 32355.2245 | 31766.859 | 62401.625 | 94769.0841 | 122548.249 | 150942.076 | 179943.9 | 0 | 0 | 0 | 0 | 0 | 0 | 27910.545 | 34048.0367 | 39333.44 | 44618.871 | 49410.825 | 908824.19 | 455986.56 | 260203.68 | 1330683.1 | 2343459 | 994399.907 | 1224887.17 | 1357988.1208 | 1391051.689 | 1424730.947 | 1458479.725 | 619682.4 | 298195.25 | 84905.51 | 397475.52 | 3843601.48 | 994399.907 | 1224887.17 | 1357988.1208 | 1391051.689 | 1424730.947 | 1458479.725 | 15962.62 | 11167.72 | 45437.52 | 19934.75 | 119379 | 13613.907 | 42385.096 | 47036.86 | 48182.1275 | 49348.6825 | 50466.098
Grid R&R | AC Stations | ACS Outdoor to Indoor Conv | 1892921.6733 | 7519622.4198 | 16741415.4127 | 11363335.0337 | 27397735.4118 | 24735211.8287 | 20088831.8092 | 14942827.6027 | 15110236 | 12287210.6132 | 14119203 | 48834.7719 | 278426.1705 | 889407.2903 | 478588.5921 | 797063.1941 | 1114798.4808 | 1586525.8822 | 1167583.4233 | 1018872 | 771115 | 809006 | 1941756.4453 | 7798048.5903 | 17630822.703 | 11841923.6258 | 28194798.6059 | 25850010.3095 | 21675357.6914 | 16110411.026 | 16129108 | 13058325.6132 | 14928209 | -90874.3853 | -126329.1303 | -119891.393 | 1.1842 | 394724.3941 | 853048.2085 | 1192144.3586 | 1242112.6215 | 1608072.0676 | 1603562.3832 | 2185489.7976 | 0 | 0 | 0 | 0 | 0 | 0 | 927389.3587 | 868180.6 | 972585.2124 | 794167.2417 | 907635.1072 | 1850882.06 | 7671719.46 | 17510931.31 | 11841924.81 | 28589523 | 26703058.518 | 23794891.4087 | 18220704.2475 | 18709765.28 | 15456055.2381 | 18021333.9048 | 3336725.57 | 245184.15 | 8597858.86 | 21758186.84 | 27647465.07 | 14349240.757 | 35945098.4773 | 20644113.4002 | 10095663.8454 | 19144431.206 | 15992819.632 | 46549.3 | 273915.64 | 883359.23 | 478588.64 | 808222 | 1151586.729 | 1730522.0482 | 1314459.768 | 1181891.52 | 912768.8255 | 976632.0432
Grid R&R | AC Stations | ACS Outdoor Circuit Breakers | 718992.5808 | 6969030.3864 | 4267622.6896 | 2602214.3498 | 6935585.4886 | 2224305.8118 | 3723202 | 4208643 | 3622876 | 2593560 | 3446781 | 14986.7304 | 159591.8634 | 158173.7275 | 84228.5416 | 202602.5838 | 56657.2058 | 140422 | 235993 | 243621 | 95913 | 206943 | 733979.3112 | 7128622.2498 | 4425796.4171 | 2686442.8914 | 7138188.0724 | 2280963.0176 | 3863624 | 4444636 | 3866497 | 2689473 | 3653724 | -34350.3012 | -115484.3598 | -30095.8671 | 0.26864 | 99933.9276 | 75271.5534 | 212499.32 | 342681.4356 | 385489.7509 | 330267.2844 | 534905.1936 | 0 | 0 | 0 | 0 | 0 | 0 | 308703.5576 | 393794.7496 | 350304.6282 | 238825.2024 | 316412.4984 | 699629.01 | 7013137.89 | 4395700.55 | 2686443.16 | 7238122 | 2356234.571 | 4384826.8776 | 5181112.1852 | 4602291.3791 | 3258565.4868 | 4505041.692 | 398054.89 | 4544599.74 | 5760878.18 | 1878984.56 | 8759654.94 | 2575796.76 | 3427924.2354 | 4891978.411 | 5881666.4932 | 2255820.9653 | 4795493.99 | 14285.35 | 157006.46 | 157098.13 | 84228.55 | 205439 | 58526.888 | 159364.9278 | 275097.0401 | 289982.0763 | 116208.1908 | 255160.719
Grid R&R | AC Stations | ACS Indoor Switchgear | 2664423.7012 | 5681067.2915 | 9605872.5432 | 1648577.6051 | 2435686.0998 | 8672145 | 3897673 | 8732859 | 7661693 | 6857052 | 807313 | 92556.1674 | 112994.2069 | 123643.6897 | 121397.8379 | 102667.8216 | 359728 | 136982 | 479517 | 998299 | 531255 | 52141 | 2756979.8686 | 5794061.4984 | 9729516.2329 | 1769975.443 | 2538353.9214 | 9031873 | 4034655 | 9212376 | 8659992 | 7388307 | 859454 | -129026.9186 | -93864.3484 | -66161.7029 | 0.177 | 35536.7406 | 298051.809 | 221906.025 | 710274.1896 | 863401.2024 | 907284.0996 | 125824.0656 | 0 | 0 | 0 | 0 | 0 | 0 | 194470.371 | 498389.5416 | 504877.5336 | 435910.113 | 50707.786 | 2627952.95 | 5700197.15 | 9663354.53 | 1769975.62 | 2573890.662 | 9329924.809 | 4451031.396 | 10421039.7312 | 10028270.736 | 8731501.2126 | 1035985.8516 | 7028137.02 | 898617.73 | 14159064.95 | 231508.09 | 4589307.27 | 5576038.964 | 6209365.4684 | 2430806.2688 | 17009748.2112 | 7033324.1272 | 6136403.993 | 88224.53 | 111163.69 | 122802.9 | 121397.85 | 104105.162 | 371599.024 | 151118.5424 | 542429.6304 | 1156030.242 | 627837.159 | 62850.7614
Grid R&R | AC Stations | ACS Power Transformers | 35393961.9779 | 25020117.3149 | 15178428.6432 | 19900213.63 | 27633599.8299 | 27119139.495 | 13004019.3673 | 23828507 | 21636187 | 15716025 | 25325827 | 1059266.6284 | 1128045.6775 | 1527857.6277 | 769620.973 | 788183.792 | 908174.296 | 719201.4646 | 1573087.695 | 1798326 | 757835 | 1821199 | 36453228.6063 | 26148162.9924 | 16706286.2709 | 20669834.603 | 28421783.6218 | 28027313.7911 | 13723220.8319 | 25401594.695 | 23434513 | 16473860 | 27147026 | -1706014.5463 | -423602.7324 | -113604.4509 | 2.067 | 397902.2182 | 924899.1889 | 754777.0731 | 1958462.9484 | 2336420.9461 | 2022990.008 | 3974324.6064 | 0 | 0 | 0 | 0 | 0 | 0 | 848191.4292 | 1738451.499 | 1647446.2639 | 1093864.304 | 1674971.5042 | 34747214.06 | 25724560.26 | 16592681.82 | 20669836.67 | 28819685.84 | 28952212.98 | 15326189.3342 | 29098509.1424 | 27418380.21 | 19590714.312 | 32796322.1106 | 16570585.14 | 22674482.51 | 33704737.34 | 10341224.03 | 39634227.27 | 23951527.43 | 10681090.1714 | 33155943.8798 | 24865710.915 | 15545686.9532 | 18470886.6926 | 1009692.85 | 1109771.23 | 1517468.04 | 769621.05 | 799218.288 | 938143.98 | 799125.2674 | 1800571.5232 | 2104041.42 | 901217.382 | 2200190.5119
Grid R&R | AC Stations | ACS Buildings & Grounds | 10779149.1496 | 7601229.0246 | 6062527.7069 | 3174235.0026 | 5979454.1886 | 6541512.292 | 4548451.5326 | 5335307.47 | 4177180.7115 | 5699923.4855 | 3267486 | 316647.2408 | 220302.5015 | 139391.3554 | 87911.1512 | 167652.7707 | 252354.2952 | 118431.6317 | 208987.3513 | 209072 | 374782.7408 | 185507 | 11095796.3904 | 7821531.5261 | 6201919.0623 | 3262146.1538 | 6147106.9593 | 6793866.5872 | 4666883.1643 | 5544294.8213 | 4386252.7115 | 6074706.2263 | 3452993 | -519284.3204 | -126709.5561 | -42173.6823 | 0.32621 | 86058.9187 | 224197.3938 | 256678.5257 | 427465.1166 | 437309.3615 | 745973.9201 | 505518.1752 | 0 | 0 | 0 | 0 | 0 | 0 | 146299.3342 | 232701.8301 | 211393.371 | 365216.599 | 236184.7212 | 10576512.07 | 7694821.97 | 6159745.38 | 3262146.48 | 6233165.878 | 7018063.981 | 5069861.0242 | 6204461.768 | 5034955.444 | 7185896.7454 | 4194695.8964 | 5404753.87 | 13313760.75 | 7029887.21 | 874166.89 | 7739994.468 | 8215378.741 | 4504916.8087 | 5609398.3599 | 3651001.7184 | 8620959.1941 | 5303594.7969 | 301828.12 | 216733.58 | 138443.48 | 87911.16 | 169999.894 | 260681.975 | 128572.6666 | 233903.208 | 240767.3152 | 443419.6907 | 225353.9036
Grid R&R | AC Stations | ACS Buildings & Seismic | 0 | 0 | 603014.6612 | 1517595.6082 | 6476904.4087 | 3249324 | 3379174 | 0 | 0 | 0 | 0 | 0 | 0 | 5744.614 | 67373.3533 | 228079.6845 | 294768 | 122839 | 0 | 0 | 0 | 0 | 0 | 0 | 608759.2752 | 1584968.9615 | 6704984.0932 | 3544092 | 3502013 | 0 | 0 | 0 | 0 | 0 | 0 | -4139.6252 | 0.1585 | 93869.3568 | 116955.036 | 192610.715 | 0 | 0 | 0 | 0 | 0 | 0 | 0 | 0 | 0 | 0 | 122220.2537 | 0 | 0 | 0 | 0 | 0 | 0 | 604619.65 | 1584969.12 | 6798853.45 | 3661047.036 | 3816843.9687 | 0 | 0 | 0 | 0 | 0 | 0 | 0 | 498776.73 | 6543566.27 | 3661047.036 | 3816843.9687 | 0 | 0 | 0 | 0 | 0 | 0 | 5705.55 | 67373.36 | 231272.786 | 304495.344 | 133882.2261 | 0 | 0 | 0 | 0
Grid R&R | AC Stations | ACS Dynamic Reactive Power | 0 | 6305561.6293 | 18683463.5783 | 6579173.0121 | 8943787.8539 | 14305461.9174 | 2465360 | 1368319 | 2122326 | 1250511 | 1978639 | 0 | 120923.5937 | 933967.0915 | 916371.2684 | 1009802.8598 | 597139.1938 | 89396 | 54600 | 92880 | 81639 | 125631 | 0 | 6426485.223 | 19617430.6698 | 7495544.2804 | 9953590.7137 | 14902601.1112 | 2554756 | 1422919 | 2215206 | 1332150 | 2104270 | 0 | -104109.673 | -133400.5298 | 0.74955 | 139349.2863 | 491784.4888 | 140511.58 | 109707.0549 | 220856.0382 | 163588.02 | 308065.128 | 0 | 0 | 0 | 0 | 0 | 0 | 108577.13 | 67873.2363 | 115633.7532 | 73001.82 | 119522.536 | 0 | 6322375.55 | 19484030.14 | 7495545.03 | 10092940 | 15394385.6 | 2803844.71 | 1600499.2912 | 2551695.7914 | 1568739.84 | 2531857.664 | 0 | 0 | 9610006.86 | 13922838.2 | 754106 | 34502325.26 | 2741250.9925 | 1481243.496 | 2263906.2473 | 1277552.3328 | 3292684.228 | 0 | 118964.62 | 927616.02 | 916371.36 | 1023940 | 616844.732 | 98112.11 | 61414.08 | 106988.472 | 96138.0864 | 151159.2192
Grid R&R | AC Stations | ACS Capacitors & Reactors | 0 | 0 | 0 | 0 | 0 | 0 | 2065783 | 812615 | 948261 | 1709441 | 1248034 | 0 | 0 | 0 | 0 | 0 | 0 | 73711 | 49438 | 124878 | 61335 | 44733 | 0 | 0 | 0 | 0 | 0 | 0 | 2139494 | 862053 | 1073139 | 1770776 | 1292767 | 0 | 0 | 0 | 0 | 0 | 0 | 117672.17 | 66464.2863 | 106991.9583 | 217451.2928 | 189261.0888 | 0 | 0 | 0 | 0 | 0 | 0 | 147411.1366 | 66809.1075 | 86709.6312 | 141662.08 | 101611.4862 | 0 | 0 | 0 | 0 | 0 | 0 | 2404577.3066 | 995326.3938 | 1266840.5895 | 2129889.3728 | 1583639.575 | 0 | 0 | 0 | 0 | 0 | 0 | 2106989.9407 | 0 | 2559754.3492 | 2129889.3728 | 1583639.575 | 0 | 0 | 0 | 0 | 0 | 0 | 82843.7929 | 57081.1148 | 147418.479 | 73773.738 | 54797.925
Grid R&R | AC Stations | ACS Power Cables | 38055.8577 | 497965.2139 | 391675.8759 | 2900.4597 | 0 | 0 | 649998 | 0 | 0 | 5304940 | 1287110 | 358.162 | 8636.6953 | 4623.4298 | 0 | 0 | 0 | 23298 | 0 | 0 | 164801 | 70816 | 38414.0198 | 506601.9092 | 396299.3057 | 2900.4597 | 0 | 0 | 673296 | 0 | 0 | 5469741 | 1357926 | -1797.7798 | -8206.9992 | -2694.8757 | 0.00029005 | 0 | 0 | 37031.28 | 1.819e-12 | -3.7517e-12 | 671684.1948 | 198800.3664 | 0 | 0 | 0 | 0 | 0 | 0 | 28143.7728 | -5.6843e-14 | -5.6843e-14 | 299194.8327 | 75908.0634 | 36616.24 | 498394.91 | 393604.43 | 2900.46 | 0 | 0 | 738471.0528 | 1.7621e-12 | -3.8085e-12 | 6440620.0275 | 1632634.4298 | 0 | 535011.15 | 393604.43 | 2900.46 | 0 | 0 | 738471.0528 | 0 | 0 | 2.7285e-12 | 8073254.4573 | 341.4 | 8496.78 | 4591.99 | 0 | 0 | 0 | 25553.2464 | -5.6843e-14 | -1.7053e-13 | 194053.1775 | 85142.0768
Grid R&R | AC Stations | ACS Structures & Buswork | 5303512.7482 | 1549590.3209 | 1226474.7333 | 504045.0496 | 3758468.8081 | 12340974.8072 | 3093551.9571 | 2335645.9172 | 2836493 | 1885324 | 68998 | 192169.0077 | 167287.1477 | 100008.9712 | 44741.8155 | 106948.7284 | 804629.6845 | 660453.1443 | 215901.3582 | 163205 | 363500 | 2473 | 5495681.7559 | 1716877.4686 | 1326483.7045 | 548786.8651 | 3865417.5365 | 13145604.4918 | 3754005.1014 | 2551547.2754 | 2999698 | 2248824 | 71471 | -257198.4259 | -27813.5786 | -9020.2245 | 0.054879 | 54115.4635 | 433803.6352 | 206469.8986 | 196724.1833 | 299069.8906 | 276155.5872 | 10463.3544 | 0 | 0 | 0 | 0 | 0 | 0 | 0 | 116520.6327 | 214632.9102 | 159211.3182 | 5953.5343 | 5238483.33 | 1689063.89 | 1317463.48 | 548786.92 | 3919533 | 13579408.127 | 3960475 | 2864792.0914 | 3513400.8008 | 2684190.9054 | 87887.8887 | 4323124.85 | 2975909.71 | 1931751.33 | 1341595.95 | 401822.4 | 736032.127 | 14063642 | 8521937.0118 | 209099.9583 | 6922255.8275 | 87887.8887 | 183175.48 | 164577.08 | 99328.9 | 44741.82 | 108446 | 831182.382 | 696778 | 236518.0295 | 191034.5899 | 433531.8411 | 3041.0481
Grid R&R | AC Stations | ACS Instrument Transformers | 1971430.1473 | 3445464.6049 | 1273578.8058 | 1069987.003 | 770021.7713 | 1531663.2164 | 3927690.8216 | 3651359 | 3701013 | 3016793 | 1452348 | 41728.676 | 90453.2005 | 36306.7798 | 31316.6969 | 32716.9657 | 41107.4767 | 153824.9492 | 171587 | 156941 | 144916 | 52052 | 2013158.8233 | 3535917.8054 | 1309885.5856 | 1101303.6999 | 802738.737 | 1572770.6931 | 4081515.7708 | 3822946 | 3857954 | 3161709 | 1504400 | -94216.0233 | -57282.2054 | -8907.3556 | 0.11013 | 11238.263 | 51901.3449 | 224483.3542 | 294749.1366 | 384638.0138 | 388257.8652 | 220244.16 | 0 | 0 | 0 | 0 | 0 | 0 | 330755.1975 | 354769.3888 | 366505.63 | 294038.937 | 136298.64 | 1918942.8 | 3478635.6 | 1300978.23 | 1101303.81 | 813977 | 1624672.038 | 4636754.3225 | 4472464.5254 | 4609097.6438 | 3844005.8022 | 1860942.8 | 1116602.81 | 3718117.57 | 1654845.34 | 939061.04 | 1382984.41 | 1374623.302 | 4387087.9796 | 4646886.5695 | 4481276.8096 | 4297119.6712 | 1860942.8 | 39775.77 | 88987.85 | 36059.89 | 31316.7 | 33175 | 42464.022 | 173971.8488 | 200739.6313 | 187497.4127 | 176188.8728 | 64388.324
Grid R&R | AC Stations | ACS Disconnectors & E/S | 1593539.2895 | 1593470.2397 | 2121512.6726 | 2664791.6735 | 413218.9752 | 453888.6896 | 2594721.9345 | 2534050 | 663444 | 3199598 | 3015557 | 51194.875 | 25680.6185 | 102275.9267 | 169369.0931 | 175850.1158 | 15567.708 | 99637.9628 | 94153.3271 | 23808 | 114817 | 108085 | 1644734.1644 | 1619150.8582 | 2223788.5993 | 2834160.7666 | 589069.0909 | 469456.3976 | 2694359.8973 | 2628203.3271 | 687252 | 3314415 | 3123642 | -76973.7144 | -26230.3982 | -15121.9893 | 0.28342 | 8246.9091 | 15492.0444 | 148189.7927 | 202634.4764 | 68519.0244 | 407010.162 | 457301.1888 | 0 | 0 | 0 | 0 | 0 | 0 | 239177.3694 | 251459.8845 | 66457.2684 | 311555.01 | 284251.422 | 1567760.45 | 1592920.46 | 2208666.61 | 2834161.05 | 597316 | 484948.442 | 3081727.0594 | 3082297.688 | 822228.2928 | 4032980.172 | 3865194.6108 | 1066958.93 | 1710622.85 | 1425529.58 | 1334989.03 | 3613238.26 | 386352.442 | 3145572.831 | 3123083.9164 | 822228.2928 | 4032980.172 | 3865194.6108 | 48798.95 | 25264.59 | 101580.44 | 169369.11 | 178312 | 16081.442 | 113379.193 | 110363.848 | 28483.8912 | 139709.3256 | 133744.379
Grid R&R | AC Stations | ACS Other Station Equipment | 2393364.6101 | 585356.9382 | 1557234.6746 | 3089454.8211 | 1233606.6291 | 19772.5093 | 1055000 | 1100856 | 1148916 | 866697 | 1023324 | 110222.4406 | 60807.4566 | 20733.3791 | 67916.5832 | 20460.5543 | 0 | 40404 | 85686 | 134195 | 31094 | 36676 | 2503587.0507 | 646164.3948 | 1577968.0537 | 3157371.4043 | 1254067.1834 | 19772.5093 | 1095404 | 1186542 | 1283111 | 897791 | 1060000 | -117168.1107 | -10467.9248 | -10730.3437 | 0.31574 | 17556.8166 | 652.4907 | 60247.22 | 91482.3882 | 127926.1667 | 110248.7348 | 155184 | 0 | 0 | 0 | 0 | 0 | 0 | 66929.1844 | 79498.314 | 89561.1478 | 61768.0208 | 71232 | 2386418.94 | 635696.47 | 1567237.71 | 3157371.72 | 1271624 | 20425 | 1222580.4044 | 1357522.7022 | 1500598.3145 | 1069807.7556 | 1286416 | 1821263.82 | 1531374.53 | 2039488.4 | 1147298.13 | 3387057.25 | 20425 | 576871.9104 | 647507.9714 | 2856321.5393 | 1069807.7556 | 1286416 | 105064.02 | 59822.37 | 20592.39 | 67916.59 | 20747 | 0 | 45094.9044 | 98033.3526 | 156941.0525 | 37051.6104 | 44509.9936
Grid R&R | Secondary Assets | SA Substation Mgmt Systems | 2280450.8242 | 2721461.8412 | 2471838.071 | 2934379.8866 | 4523342.7417 | 2925167 | 11748638 | 9845964 | 8422113 | 8624422 | 6909114 | 63467.0541 | 144257.5358 | 154789.585 | 175330.0525 | 240924.9598 | 97723 | 429085 | 369319 | 302676 | 313300 | 248634 | 2343917.8784 | 2865719.377 | 2626627.656 | 3109709.939 | 4764267.7014 | 3022890 | 12177723 | 10215283 | 8724789 | 8937722 | 7157748 | -109695.5784 | -46424.927 | -17861.336 | 0.31097 | 66699.3526 | 99755.37 | 669774.765 | 787598.3193 | 869861.4633 | 1097552.2616 | 1047894.3072 | 0 | 0 | 0 | 0 | 0 | 0 | 158310.399 | 140970.9054 | 133489.2717 | 149259.9574 | 128123.6892 | 2234222.3 | 2819294.45 | 2608766.32 | 3109710.25 | 4830967.054 | 3122645.37 | 13005808.164 | 11143852.2247 | 9728139.735 | 10184534.219 | 8333765.9964 | 823779.3 | 1475699.59 | 3283329.8536 | 3041138.12 | 6731368.454 | 3089283.602 | 12816773.884 | 11368955.0761 | 9549933.745 | 10355486.8705 | 8338312.5315 | 60496.79 | 141920.55 | 153737 | 175330.07 | 244297.888 | 100947.859 | 458262.78 | 402890.0971 | 337483.74 | 357005.35 | 289484.5662
Grid R&R | Secondary Assets | SA Metering | 1972686.6938 | 7132293.3418 | 6658202.8788 | 4732090.9368 | 3502267.2692 | 0 | 560000 | 559993 | 559993 | 559993 | 560000 | 57669.6658 | 189128.3168 | 57236.7155 | 49749.185 | 33782.7703 | 0 | 20069 | 20090 | 20090 | 20090 | 20069 | 2030356.3596 | 7321421.6586 | 6715439.5943 | 4781840.1218 | 3536050.0395 | 0 | 580069 | 580083 | 580083 | 580083 | 580069 | -95020.8696 | -118607.7286 | -45665.6743 | 0.47818 | 49504.4085 | 0 | 31903.795 | 44724.3993 | 57834.2751 | 71234.1924 | 84922.1016 | 0 | 0 | 0 | 0 | 0 | 0 | 23608.8083 | 26509.7931 | 29178.1749 | 30802.4073 | 32077.8157 | 1935335.49 | 7202813.93 | 6669773.92 | 4781840.6 | 3585554.448 | 0 | 635581.6033 | 651317.1924 | 667095.45 | 682119.5997 | 697068.9173 | 0 | 7100250.85 | 8191891.34 | 4421777.24 | 4447294.828 | 0 | 635581.6033 | 651317.1924 | 667095.45 | 682119.5997 | 697068.9173 | 54970.72 | 186064.42 | 56847.5 | 49749.19 | 34255.728 | 0 | 21989.6033 | 22557.052 | 23103.5 | 23623.831 | 24116.9173
Grid R&R | Secondary Assets | SA BZ Protection | 5850250.7903 | 1487859.4041 | 606273.1191 | 740077.296 | 1148345.2796 | 682947.4071 | 2292136.9324 | 3320198 | 3013203 | 2562181 | 2266930 | 245363.0122 | 160143.0426 | 153913.0041 | 12128.5188 | 34552.2716 | 26340.5838 | 91198 | 119127 | 105971 | 123231 | 81250 | 6095613.8024 | 1648002.4467 | 760186.1232 | 752205.8148 | 1182897.5512 | 709287.9909 | 2383334.9324 | 3439325 | 3119174 | 2685412 | 2348180 | -285275.3024 | -26697.7967 | -5169.3432 | 0.075221 | 16560.4488 | 23406.4531 | 131083.4026 | 265171.9575 | 310981.6478 | 329768.5936 | 343773.552 | 0 | 0 | 0 | 0 | 0 | 0 | 95915.5092 | 163024.005 | 152839.526 | 127825.6112 | 107311.826 | 5810338.5 | 1621304.65 | 755016.78 | 752205.89 | 1199458 | 732694.444 | 2610333.8442 | 3867520.9625 | 3582995.1738 | 3143006.2048 | 2799265.378 | 5208593.56 | 4525074.11 | 1371648.07 | 1793417.83 | 1467294.38 | 775598.625 | 2778550.6632 | 3867520.9625 | 3207804.4824 | 3518196.8962 | 2799265.378 | 233880 | 157548.71 | 152866.38 | 12128.52 | 35036 | 27209.821 | 100190.1228 | 133958.3115 | 121728.8877 | 144229.5624 | 96858.125
Grid R&R | Secondary Assets | SA Line Protection | 4057011.5649 | 5348680.8088 | 2694651.0218 | 1608651.2291 | 3599701.5298 | 3308775.7219 | 5126715 | 4801632 | 4686203 | 4721727 | 4220780 | 66665.827 | 107377.1094 | 83178.4419 | 53946.8846 | 99030.4633 | 119740.4643 | 183743 | 172292 | 168144 | 169426 | 151274 | 4123677.3919 | 5456057.9182 | 2777829.4637 | 1662598.1137 | 3698731.993 | 3428516.1863 | 5310458 | 4973924 | 4854347 | 4891153 | 4372054 | -192988.4919 | -88388.6582 | -18889.5237 | 0.16626 | 51781.887 | 113140.8597 | 292075.19 | 383489.5404 | 483978.3959 | 600633.5884 | 640068.7056 | 0 | 0 | 0 | 0 | 0 | 0 | 259681.3962 | 266104.934 | 268445.3891 | 265589.6079 | 231281.6566 | 3930688.9 | 5367669.26 | 2758939.94 | 1662598.28 | 3750513.88 | 3541657.046 | 5862214.5862 | 5623518.4744 | 5606770.785 | 5757376.1963 | 5243404.3622 | 1527675.8 | 6013487.47 | 4242719.71 | 921710.57 | 5218463.08 | 3541657.046 | 5862214.5862 | 5623518.4744 | 5606770.785 | 5757376.1963 | 5243404.3622 | 63545.86 | 105637.59 | 82612.82 | 53946.89 | 100416.88 | 123691.894 | 202833.8977 | 194793.3352 | 194206.32 | 199431.3446 | 181422.9082
Grid R&R | Secondary Assets | SA Transformer Protection | 1394646.498 | 1450109.2277 | 2734463.8532 | 1562164.5438 | 2249531.7774 | 2195744.9063 | 2537772 | 2639744 | 2768818 | 2985697 | 3105523 | 57693.2915 | 49623.4954 | 88094.3103 | 61738.7438 | 71519.7308 | 77724.0685 | 90956 | 94234 | 106244 | 104852 | 144006 | 1452339.7895 | 1499732.723 | 2822558.1635 | 1623903.2876 | 2321051.5083 | 2273468.9748 | 2628728 | 2733978 | 2875062 | 3090549 | 3249529 | -67969.6395 | -24295.813 | -19193.6835 | 0.16239 | 32494.4917 | 75024.3752 | 144580.04 | 210789.7038 | 286643.6814 | 379519.4172 | 475731.0456 | 0 | 0 | 0 | 0 | 0 | 0 | 144054.2944 | 160484.5086 | 171066.189 | 176779.4028 | 177099.3305 | 1384370.15 | 1475436.91 | 2803364.48 | 1623903.45 | 2353546 | 2348493.35 | 2917362.3344 | 3105252.2124 | 3332771.8704 | 3646847.82 | 3902359.3761 | 974429.1 | 1599799.11 | 2822332.34 | 1560651.73 | 3104874.14 | 2370107.35 | 2917362.3344 | 3023401.9212 | 3414622.1616 | 3238679.92 | 4227637.9705 | 54993.24 | 48819.59 | 87495.26 | 61738.75 | 72521 | 80288.96 | 100942.9688 | 107030.9772 | 123158.0448 | 123725.36 | 172936.8054
Grid R&R | Secondary Assets | SA Batteries & DC Systems | 1045140.9556 | 1420518.2815 | 1413200.7795 | 839549.526 | 1919824.6447 | 1436123.4353 | 2052358 | 1844686 | 1782470 | 1567887 | 1770195 | 25663.0848 | 28519.7425 | 43207.7974 | 26811.7673 | 51280.0839 | 7887.329 | 73381 | 68941 | 63964 | 56265 | 63455 | 1070804.0404 | 1449038.0241 | 1456408.5769 | 866361.2934 | 1971104.7286 | 1444010.7643 | 2125739 | 1913627 | 1846434 | 1624152 | 1833650 | -50113.7304 | -23474.5541 | -9903.7269 | 0.086636 | 27595.2714 | 47652.2057 | 116915.645 | 147540.6417 | 184089.4698 | 199445.8656 | 268446.36 | 0 | 0 | 0 | 0 | 0 | 0 | 88430.7424 | 74440.0903 | 63332.6862 | 46613.1624 | 42357.315 | 1020690.31 | 1425563.47 | 1446504.85 | 866361.38 | 1998700 | 1491662.97 | 2331085.3874 | 2135607.732 | 2093856.156 | 1870211.028 | 2144453.675 | 589317.12 | 1783653.46 | 1298397.14 | 995663.34 | 2436105.91 | 1518826.97 | 2299667.7974 | 2167025.322 | 2093856.156 | 1870211.028 | 2144453.675 | 24462.05 | 28057.72 | 42913.98 | 26811.77 | 51998 | 8147.61 | 80469.6046 | 76938.156 | 72535.176 | 64789.1475 | 74210.6225
Grid R&R | Secondary Assets | SA Feeder Protection | 459449.605 | 1201836.9328 | 1314638.6469 | 608404.2792 | 1155133.2487 | 11295.2577 | 1041165 | 428715 | 428715 | 918675 | 367470 | 7718.2446 | 40502.0369 | 35481.8603 | 28530.2571 | 36484.2245 | 0 | 37315 | 15379 | 15379 | 32955 | 13170 | 467167.8495 | 1242338.9697 | 1350120.5072 | 636934.5363 | 1191617.4731 | 11295.2577 | 1078480 | 444094 | 444094 | 951630 | 380640 | -21863.4995 | -20126.0097 | -9180.9572 | 0.063693 | 16682.5269 | 372.7423 | 59316.4 | 34239.6474 | 44276.1718 | 116860.164 | 55725.696 | 0 | 0 | 0 | 0 | 0 | 0 | 61257.664 | 27222.9622 | 27667.0562 | 57097.8 | 21810.672 | 445304.35 | 1222212.96 | 1340939.55 | 636934.6 | 1208300 | 11668 | 1199054.064 | 505556.6096 | 516037.228 | 1125587.964 | 458176.368 | 169358.39 | 1375833.43 | 745152.07 | 1117775.72 | 1443021.63 | 11668 | 1199054.064 | 505556.6096 | 516037.228 | 1125587.964 | 458176.368 | 7357.03 | 39845.9 | 35240.58 | 28530.26 | 36995 | 0 | 41486.817 | 17507.4536 | 17870.398 | 38979.174 | 15852.729
Grid R&R | HVDC Stations | HVDC | 5352476.6116 | 6752387.5213 | 4972477.4741 | 3133403.8867 | 4326736.1219 | 850706.5902 | 2961396 | 5598414 | 3125485 | 4678109 | 3868166 | 183590.9225 | 406435.9715 | 173271.071 | 152358.0348 | 136788.968 | 32171 | 91279 | 464008 | 115159 | 211171 | 319835 | 5536067.5342 | 7158823.4928 | 5145748.545 | 3285761.9214 | 4463525.0898 | 882877.5902 | 3052675 | 6062422 | 3240644 | 4889280 | 4188001 | -259088.4842 | -115973.6228 | -34991.615 | 0.32858 | 62488.9102 | 29134.9548 | 167897.125 | 467412.7362 | 323092.2068 | 600403.584 | 613123.3464 | 0 | 0 | 0 | 0 | 0 | 0 | 158128.565 | 337676.9054 | 185688.9012 | 273310.752 | 226152.054 | 5276979.05 | 7042849.87 | 5110756.93 | 3285762.25 | 4526014 | 912012.545 | 3378700.69 | 6867511.6416 | 3749425.108 | 5762994.336 | 5027276.4004 | 871578.83 | 10125442.4 | 6126258.21 | 2800490.37 | 5001712.52 | 2590736.545 | 897364.6632 | 9394103.0976 | 2911762.0724 | 3780165.1581 | 7623316.3471 | 174998.85 | 399851.67 | 172092.81 | 152358.05 | 138704 | 33232.643 | 101027.5972 | 525628.2624 | 133238.963 | 248907.2577 | 383929.934
Grid E&D | Grid E&D RCP1 <5mil | GD High Impact Low Probability | 0 | 0 | 0 | 0 | 815297.9098 | 1641914.011 | 0 | 0 | 0 | 0 | 0 | 0 | 0 | 0 | 0 | 27174.5589 | 56971.9323 | 0 | 0 | 0 | 0 | 0 | 0 | 0 | 0 | 0 | 842472.4687 | 1698885.9433 | 0 | 0 | 0 | 0 | 0 | 0 | 0 | 0 | 0 | 11794.5313 | 56063.0567 | 0 | 0 | 0 | 0 | 0 | 0 | 0 | 0 | 0 | 0 | 0 | 0 | 0 | 0 | 0 | 0 | 0 | 0 | 0 | 0 | 854267 | 1754949 | 0 | 0 | 0 | 0 | 0 | 0 | 0 | 0 | 0 | 0 | 2609216 | 0 | 0 | 0 | 0 | 0 | 0 | 0 | 0 | 0 | 27555 | 58852 | 0 | 0 | 0 | 0 | 0
Grid E&D | Grid E&D RCP1 <5mil | GD Remove Branch Component | 0 | 0 | 0 | 0 | 513007.9395 | 551715.4485 | 0 | 0 | 0 | 0 | 0 | 0 | 0 | 0 | 0 | 17100.5934 | 35847.0511 | 0 | 0 | 0 | 0 | 0 | 0 | 0 | 0 | 0 | 530108.5329 | 587562.4996 | 0 | 0 | 0 | 0 | 0 | 0 | 0 | 0 | 0 | 7421.4671 | 19389.5004 | 0 | 0 | 0 | 0 | 0 | 0 | 0 | 0 | 0 | 0 | 0 | 0 | 0 | 0 | 0 | 0 | 0 | 0 | 0 | 0 | 537530 | 606952 | 0 | 0 | 0 | 0 | 0 | 0 | 0 | 0 | 0 | 0 | 1144482 | 0 | 0 | 0 | 0 | 0 | 0 | 0 | 0 | 0 | 17340 | 37030 | 0 | 0 | 0 | 0 | 0
Grid E&D | Grid E&D RCP2 <20mil | Otahuhu-Wiri transmission capacity | 0 | 0 | 0 | 0 | 0 | 0 | 2686665 | 8530160 | 5513768 | 0 | 0 | 0 | 0 | 0 | 0 | 0 | 0 | 92809 | 518961 | 1151547 | 0 | 0 | 0 | 0 | 0 | 0 | 0 | 0 | 2779474 | 9049121 | 6665315 | 0 | 0 | 0 | 0 | 0 | 0 | 0 | 0 | 152871.07 | 697687.2291 | 664531.9055 | 0 | 0 | 0 | 0 | 0 | 0 | 0 | 0 | 172327.388 | 628913.9095 | 495232.9045 | 0 | 0 | 0 | 0 | 0 | 0 | 0 | 0 | 3104672.458 | 10375722.1386 | 7825079.81 | 0 | 0 | 0 | 0 | 0 | 0 | 0 | 0 | 0 | 0 | 21305474.4066 | 0 | 0 | 0 | 0 | 0 | 0 | 0 | 0 | 103667.653 | 595040.6826 | 1351916.178 | 0 | 0
Grid E&D | Grid E&D RCP2 <20mil | Relieve generation constraints | 0 | 0 | 0 | 0 | 0 | 0 | 0 | 0 | 2525966 | 8046290 | 5233057 | 0 | 0 | 0 | 0 | 0 | 0 | 0 | 0 | 87390 | 488515 | 289397 | 0 | 0 | 0 | 0 | 0 | 0 | 0 | 0 | 2613356 | 8534805 | 5522454 | 0 | 0 | 0 | 0 | 0 | 0 | 0 | 0 | 260551.5932 | 1048074.054 | 808487.2656 | 0 | 0 | 0 | 0 | 0 | 0 | 0 | 0 | 189206.9744 | 596582.8695 | 368899.9272 | 0 | 0 | 0 | 0 | 0 | 0 | 0 | 0 | 3063114.5676 | 10179461.9235 | 6699841.1928 | 0 | 0 | 0 | 0 | 0 | 0 | 0 | 0 | 0 | 12618928.2072 | 7323489.4767 | 0 | 0 | 0 | 0 | 0 | 0 | 0 | 0 | 102429.819 | 582651.8405 | 351096.4404
Grid E&D | Grid E&D RCP2 <20mil | Upper North Island reactive support 2012 - 2020 | 0 | 0 | 0 | 0 | 0 | 0 | 0 | 0 | 3708036 | 3708036 | 8129 | 0 | 0 | 0 | 0 | 0 | 0 | 0 | 0 | 149733 | 440554 | 328 | 0 | 0 | 0 | 0 | 0 | 0 | 0 | 0 | 3857769 | 4148590 | 8457 | 0 | 0 | 0 | 0 | 0 | 0 | 0 | 0 | 384619.5693 | 509446.852 | 1238.1048 | 0 | 0 | 0 | 0 | 0 | 0 | 0 | 0 | 306692.6355 | 333131.777 | 681.6342 | 0 | 0 | 0 | 0 | 0 | 0 | 0 | 0 | 4549081.2048 | 4991168.629 | 10376.739 | 0 | 0 | 0 | 0 | 0 | 0 | 0 | 0 | 0 | 9632446.9036 | -2404.3401 | 0 | 0 | 0 | 0 | 0 | 0 | 0 | 0 | 176565.1536 | 530030.5174 | 402.456
Grid E&D | Grid E&D RCP2 <20mil | Bus section fault reliability | 0 | 0 | 0 | 0 | 0 | 0 | 0 | 0 | 2130237 | 6785713 | 4413220 | 0 | 0 | 0 | 0 | 0 | 0 | 0 | 0 | 73699 | 245836 | 207946 | 0 | 0 | 0 | 0 | 0 | 0 | 0 | 0 | 2203936 | 7031549 | 4621166 | 0 | 0 | 0 | 0 | 0 | 0 | 0 | 0 | 219732.4192 | 863474.2172 | 676538.7024 | 0 | 0 | 0 | 0 | 0 | 0 | 0 | 0 | 205847.6224 | 629323.6355 | 392336.9934 | 0 | 0 | 0 | 0 | 0 | 0 | 0 | 0 | 2629516.0416 | 8524346.8527 | 5690041.6958 | 0 | 0 | 0 | 0 | 0 | 0 | 0 | 0 | 2629516.0416 | 8524346.8527 | 5690041.6958 | 0 | 0 | 0 | 0 | 0 | 0 | 0 | 0 | 87930.2769 | 298026.9828 | 256043.9098
Grid E&D | Grid E&D RCP2 <20mil | Wellington Supply Security | 0 | 0 | 0 | 0 | 0 | 0 | 0 | 0 | 3639661 | 3639661 | 3649632 | 0 | 0 | 0 | 0 | 0 | 0 | 0 | 0 | 147509 | 147550 | 147900 | 0 | 0 | 0 | 0 | 0 | 0 | 0 | 0 | 3787170 | 3787211 | 3797532 | 0 | 0 | 0 | 0 | 0 | 0 | 0 | 0 | 377580.849 | 465069.5108 | 555958.6848 | 0 | 0 | 0 | 0 | 0 | 0 | 0 | 0 | 322666.884 | 291993.9681 | 260130.942 | 0 | 0 | 0 | 0 | 0 | 0 | 0 | 0 | 4487417.733 | 4544274.4789 | 4613621.6268 | 0 | 0 | 0 | 0 | 0 | 0 | 0 | 0 | 4486782.6266 | 4543582.1366 | 4614949.0755 | 0 | 0 | 0 | 0 | 0 | 0 | 0 | 0 | 174783.4141 | 177045.245 | 179683.71
Grid E&D | Grid E&D RCP2 <20mil | Otahuhu and Penrose interconnection capacity | 0 | 0 | 0 | 0 | 0 | 0 | 0 | 0 | 1813087 | 10253949 | 3582518 | 0 | 0 | 0 | 0 | 0 | 0 | 0 | 0 | 52800 | 492703 | 361252 | 0 | 0 | 0 | 0 | 0 | 0 | 0 | 0 | 1865887 | 10746652 | 3943770 | 0 | 0 | 0 | 0 | 0 | 0 | 0 | 0 | 186028.9339 | 1319688.8656 | 577367.928 | 0 | 0 | 0 | 0 | 0 | 0 | 0 | 0 | 130612.09 | 696383.0496 | 231893.676 | 0 | 0 | 0 | 0 | 0 | 0 | 0 | 0 | 2182528.0239 | 12762723.9152 | 4753031.604 | 0 | 0 | 0 | 0 | 0 | 0 | 0 | 0 | 0 | 6226127.1988 | 13505555.7216 | 0 | 0 | 0 | 0 | 0 | 0 | 0 | 0 | 61760.16 | 585134.0828 | 435380.9104
Grid E&D | Grid E&D RCP2 <20mil | Bunnythorpe interconnection capacity | 0 | 0 | 0 | 0 | 0 | 66408 | 113592 | 2998242 | 5105113 | 0 | 0 | 0 | 0 | 0 | 0 | 0 | 1934 | 10626 | 87314 | 478860 | 0 | 0 | 0 | 0 | 0 | 0 | 0 | 68342 | 124218 | 3085556 | 5583973 | 0 | 0 | 0 | 0 | 0 | 0 | 0 | 2255.286 | 6831.99 | 237896.3676 | 556722.1081 | 0 | 0 | 0 | 0 | 0 | 0 | 0 | 0 | 6807.1464 | 230799.5888 | 425498.7426 | 0 | 0 | 0 | 0 | 0 | 0 | 0 | 70597.286 | 137857.1364 | 3554251.9564 | 6566193.8507 | 0 | 0 | 0 | 0 | 0 | 0 | 0 | 0 | 208454.4224 | 0 | 10120445.8071 | 0 | 0 | 0 | 0 | 0 | 0 | 0 | 1997.822 | 11792.7348 | 100576.9966 | 563091.474 | 0 | 0
Grid E&D | Grid E&D RCP2 <20mil | North Taranaki transmission capacity | 0 | 0 | 0 | 0 | 0 | 0 | 0 | 0 | 0 | 0 | 2939743 | 0 | 0 | 0 | 0 | 0 | 0 | 0 | 0 | 0 | 0 | 85525 | 0 | 0 | 0 | 0 | 0 | 0 | 0 | 0 | 0 | 0 | 3025268 | 0 | 0 | 0 | 0 | 0 | 0 | 0 | 0 | 0 | 0 | 442899.2352 | 0 | 0 | 0 | 0 | 0 | 0 | 0 | 0 | 0 | 0 | 232038.0556 | 0 | 0 | 0 | 0 | 0 | 0 | 0 | 0 | 0 | 0 | 3700205.2908 | 0 | 0 | 0 | 0 | 0 | 0 | 0 | 0 | 0 | 0 | 232038.0556 | 0 | 0 | 0 | 0 | 0 | 0 | 0 | 0 | 0 | 0 | 104605.6275
Grid E&D | Grid E&D RCP2 <20mil | Timaru interconnecting transformers capacity | 0 | 0 | 0 | 0 | 0 | 0 | 0 | 0 | 0 | 0 | 2448523 | 0 | 0 | 0 | 0 | 0 | 0 | 0 | 0 | 0 | 0 | 71235 | 0 | 0 | 0 | 0 | 0 | 0 | 0 | 0 | 0 | 0 | 2519758 | 0 | 0 | 0 | 0 | 0 | 0 | 0 | 0 | 0 | 0 | 368892.5712 | 0 | 0 | 0 | 0 | 0 | 0 | 0 | 0 | 0 | 0 | 180918.6244 | 0 | 0 | 0 | 0 | 0 | 0 | 0 | 0 | 0 | 0 | 3069569.1956 | 0 | 0 | 0 | 0 | 0 | 0 | 0 | 0 | 0 | 0 | 180918.6244 | 0 | 0 | 0 | 0 | 0 | 0 | 0 | 0 | 0 | 0 | 86778.477
Grid E&D | Grid E&D RCP2 <20mil | Southland reactive power support | 0 | 0 | 0 | 0 | 0 | 0 | 0 | 2057730 | 3503705 | 0 | 0 | 0 | 0 | 0 | 0 | 0 | 0 | 0 | 59925 | 328648 | 0 | 0 | 0 | 0 | 0 | 0 | 0 | 0 | 0 | 2117655 | 3832353 | 0 | 0 | 0 | 0 | 0 | 0 | 0 | 0 | 0 | 163271.2005 | 382085.5941 | 0 | 0 | 0 | 0 | 0 | 0 | 0 | 0 | 0 | 138494.637 | 275162.9454 | 0 | 0 | 0 | 0 | 0 | 0 | 0 | 0 | 0 | 2419420.8375 | 4489601.5395 | 0 | 0 | 0 | 0 | 0 | 0 | 0 | 0 | 0 | 0 | 6909022.377 | 0 | 0 | 0 | 0 | 0 | 0 | 0 | 0 | 0 | 68464.3125 | 385011.132 | 0 | 0
Grid E&D | Grid E&D RCP2 <20mil | High impact low probability event mitigation | 0 | 0 | 0 | 0 | 0 | 1371131 | 2589846 | 2534959 | 1150067 | 998909 | 1001646 | 0 | 0 | 0 | 0 | 0 | 55571 | 212434 | 343002 | 316223 | 40484 | 40568 | 0 | 0 | 0 | 0 | 0 | 1426702 | 2802280 | 2877961 | 1466290 | 1039393 | 1042214 | 0 | 0 | 0 | 0 | 0 | 47081.166 | 154125.4 | 221890.7931 | 146189.113 | 127637.4604 | 152580.1296 | 0 | 0 | 0 | 0 | 0 | 0 | 174096.5598 | 193881.7427 | 114372.4123 | 88036.5871 | 86816.4262 | 0 | 0 | 0 | 0 | 0 | 1473783.166 | 3130501.9598 | 3293733.5358 | 1726851.5253 | 1255067.0475 | 1281610.5558 | 0 | 0 | 0 | 0 | 0 | 0 | 1177180.713 | 2787460.8372 | 5660228.6367 | 1255067.0475 | 1281610.5558 | 0 | 0 | 0 | 0 | 0 | 57404.843 | 236558.4428 | 390553.2876 | 367622.334 | 48884.43 | 49886.4696
Grid E&D | Grid E&D RCP2 <20mil | Hororata and Kimberley voltage quality | 0 | 0 | 0 | 0 | 0 | 0 | 3247392 | 0 | 0 | 0 | 0 | 0 | 0 | 0 | 0 | 0 | 0 | 116395 | 0 | 0 | 0 | 0 | 0 | 0 | 0 | 0 | 0 | 0 | 3363787 | 0 | 0 | 0 | 0 | 0 | 0 | 0 | 0 | 0 | 0 | 185008.285 | 0 | 0 | 0 | 0 | 0 | 0 | 0 | 0 | 0 | 0 | 236137.8474 | 0 | 0 | 0 | 0 | 0 | 0 | 0 | 0 | 0 | 0 | 3784933.1324 | 0 | 0 | 0 | 0 | 0 | 0 | 0 | 0 | 0 | 0 | 3784933.1324 | 0 | 0 | 0 | 0 | 0 | 0 | 0 | 0 | 0 | 0 | 130967.654 | 0 | 0 | 0 | 0
Grid E&D | Grid E&D RCP2 <20mil | Islington 220/66 kV spare transformer switchgear | 0 | 0 | 0 | 0 | 0 | 0 | 2212735 | 119277 | 0 | 0 | 0 | 0 | 0 | 0 | 0 | 0 | 0 | 68716 | 14584 | 0 | 0 | 0 | 0 | 0 | 0 | 0 | 0 | 0 | 2281451 | 133861 | 0 | 0 | 0 | 0 | 0 | 0 | 0 | 0 | 0 | 125479.805 | 10320.6831 | 0 | 0 | 0 | 0 | 0 | 0 | 0 | 0 | 0 | 128901.9815 | 8593.8762 | 0 | 0 | 0 | 0 | 0 | 0 | 0 | 0 | 0 | 2535832.7865 | 152775.5593 | 0 | 0 | 0 | 0 | 0 | 0 | 0 | 0 | 0 | 0 | 2688608.3458 | 0 | 0 | 0 | 0 | 0 | 0 | 0 | 0 | 0 | 76377.834 | 16644.7192 | 0 | 0 | 0
Grid E&D | Grid E&D RCP2 <20mil | Haywards local service third incomer | 0 | 0 | 0 | 0 | 0 | 0 | 1785179 | 0 | 0 | 0 | 0 | 0 | 0 | 0 | 0 | 0 | 0 | 63986 | 0 | 0 | 0 | 0 | 0 | 0 | 0 | 0 | 0 | 0 | 1849165 | 0 | 0 | 0 | 0 | 0 | 0 | 0 | 0 | 0 | 0 | 101704.075 | 0 | 0 | 0 | 0 | 0 | 0 | 0 | 0 | 0 | 0 | 47708.457 | 0 | 0 | 0 | 0 | 0 | 0 | 0 | 0 | 0 | 0 | 1998577.532 | 0 | 0 | 0 | 0 | 0 | 0 | 0 | 0 | 0 | 0 | 1998577.532 | 0 | 0 | 0 | 0 | 0 | 0 | 0 | 0 | 0 | 0 | 69156.0688 | 0 | 0 | 0 | 0
Grid E&D | Grid E&D RCP2 <20mil | E&D Other | 1456331.4915 | 1721151.7524 | 990103.525 | 576728.4223 | 754929.0677 | 4032517.2397 | 199998 | 850002 | 50001 | 202913 | 347086 | 72669.6358 | 140469.2858 | 293916.039 | 63873.8036 | 34400.3978 | 189416.4001 | 7168 | 30498 | 1794 | 5912 | 32470 | 1529001.1274 | 1861621.0382 | 1284019.564 | 640602.2259 | 789329.4655 | 4221933.6398 | 207166 | 880500 | 51795 | 208825 | 379556 | -71557.3974 | -30158.4382 | -8731.464 | 0.06406 | 11050.5345 | 139323.4862 | 11394.13 | 67886.55 | 5163.9615 | 25643.71 | 55566.9984 | 0 | 0 | 0 | 0 | 0 | 0 | 11388.9505 | 51685.35 | 3081.8025 | 11944.79 | 20685.802 | 1457443.73 | 1831462.6 | 1275288.1 | 640602.29 | 800380 | 4361257.126 | 229949.0805 | 1000071.9 | 60040.764 | 246413.5 | 455808.8004 | 116323.47 | 44830.45 | 737006.76 | 4473122.83 | 758214.43 | 3213407.126 | 2198472.356 | 1000071.9 | 60040.764 | -34705.4982 | 622654.6864 | 69268.69 | 138193.67 | 291917.38 | 63873.81 | 34882 | 195667.126 | 7956.3008 | 34639.6284 | 2079.6048 | 6976.16 | 38993.223
IST | Transmission Systems | IT SCADA/RTS | 2204381.5427 | 1613919.2964 | 2742197.1806 | 2603802.2026 | 8221286.8762 | 1494686.6872 | 5016079.8396 | 316500 | 700593 | 12147488 | 12297870 | 93019.5959 | 146320.2724 | 111022.161 | 80897.9299 | 377265.2439 | 675691.0359 | 256749.6029 | 16423 | 28291 | 454096 | 1119722 | 2297401.1386 | 1760239.5688 | 2853219.3416 | 2684700.1325 | 8598552.1201 | 2170377.7231 | 5272829.4425 | 332923 | 728884 | 12601584 | 13417592 | -107518.5906 | -28516.0488 | -19402.1826 | 0.26847 | 120378.8799 | 71622.2357 | 290005.2225 | 25668.3633 | 72669.7348 | 1547474.5152 | 1964335.4688 | 0 | 0 | 0 | 0 | 0 | 0 | 59189.3593 | 15780.5502 | 37391.7492 | 699387.912 | 799688.4832 | 2189882.548 | 1731723.52 | 2833817.159 | 2684700.401 | 8718931 | 2241999.9587 | 5622024.0243 | 374371.9135 | 838945.484 | 14848446.4272 | 16181615.952 | 2036430.989 | 1529197.829 | 3953529.8 | 1263286.64 | 2715264.33 | 7308999.9587 | 7728726.5204 | 1631058.4174 | 838945.484 | 858844.0172 | 6764067.1492 | 88666.27 | 143949.87 | 110267.199 | 80897.938 | 382546.92 | 697988.7687 | 273022.7068 | 18467.6635 | 32562.941 | 535061.3168 | 1350384.732
IST | Transmission Systems | IT Time Series | 0 | 0 | 326890.2269 | 749028.3151 | 1545307.8429 | 375050.6277 | 2879477 | 1269026 | 1505550 | 918857 | 934634 | 0 | 0 | 1506.595 | 42077.5758 | 55127.2243 | 4232 | 109244 | 55113 | 59854 | 39231 | 40366 | 0 | 0 | 328396.8219 | 791105.8909 | 1600435.0672 | 379282.6277 | 2988721 | 1324139 | 1565404 | 958088 | 975000 | 0 | 0 | -2233.1319 | 0.079111 | 22405.9328 | 12516.3053 | 164379.655 | 102091.1169 | 156070.7788 | 117653.2064 | 142740 | 0 | 0 | 0 | 0 | 0 | 0 | 180518.7484 | 85406.9655 | 105977.8508 | 68215.8656 | 72735 | 0 | 0 | 326163.69 | 791105.97 | 1622841 | 391798.933 | 3333619.4034 | 1511637.0824 | 1827452.6296 | 1143957.072 | 1190475 | 0 | 0 | 0 | 280030.22 | 2460080.44 | 391798.933 | 777495.147 | 2793957.2092 | 1392221.6834 | 1867942.1478 | 2175525 | 0 | 0 | 1496.35 | 42077.58 | 55899 | 4371.656 | 121850.7576 | 62917.0008 | 69873.5596 | 46841.814 | 49286.886
IST | Transmission Systems | IT Transmission Systems Plan | 118893.2766 | 915967.0129 | 614090.3671 | 696947.2003 | 780662.798 | 2486397.5748 | 1520840 | 300000 | 300000 | 550000 | 300000 | 1268.6006 | 27638.1405 | 18867.7224 | 27270.8273 | 24839.2529 | 76669.8902 | 61412 | 12114 | 12114 | 22209 | 12114 | 120161.8772 | 943605.1534 | 632958.0896 | 724218.0276 | 805502.0509 | 2563067.465 | 1582252 | 312114 | 312114 | 572209 | 312114 | -5623.5872 | -15286.4934 | -4304.1796 | 0.072422 | 11276.9491 | 84581.073 | 87023.86 | 24063.9894 | 31117.7658 | 70267.2652 | 45693.4896 | 0 | 0 | 0 | 0 | 0 | 0 | 141769.7792 | 29182.659 | 29806.887 | 55904.8193 | 31148.9772 | 114538.29 | 928318.66 | 628653.91 | 724218.1 | 816779 | 2647648.538 | 1811045.6392 | 365360.6484 | 373038.6528 | 698381.0845 | 388956.4668 | -5.827e-13 | 50617.7 | 1351962.62 | 746115.24 | 565886.15 | 3150686.538 | 1811045.6392 | 365360.6484 | 373038.6528 | 698381.0845 | 388956.4668 | 1209.23 | 27190.4 | 18739.42 | 27270.83 | 25187 | 79199.993 | 70292.1752 | 14180.6484 | 14478.6528 | 27106.0845 | 15096.4668
IST | Transmission Systems | IT Meter Data Management | 356255.8473 | 0 | 641590.229 | 822448.6578 | 2399465.7171 | 425000 | 489896 | 1275000 | 527492 | 325000 | 345192 | 4676.5007 | 0 | 21386.7018 | 31000.6069 | 62393.4972 | 17162 | 19783 | 51486 | 21300 | 13124 | 13939 | 360932.348 | 0 | 662976.9308 | 853449.2647 | 2461859.2143 | 442162 | 509679 | 1326486 | 548792 | 338124 | 359131 | -16891.668 | 0 | -4508.3108 | 0.085345 | 34465.7857 | 14591.346 | 28032.345 | 102272.0706 | 54714.5624 | 41521.6272 | 52576.7784 | 0 | 0 | 0 | 0 | 0 | 0 | 27487.8427 | 78130.0254 | 29513.5112 | 22349.9964 | 19941.5185 | 344040.68 | 0 | 658468.62 | 853449.35 | 2496325 | 456753.346 | 565199.1877 | 1506888.096 | 633020.0736 | 401995.6236 | 431649.2969 | 285144.54 | 55675.47 | -3.6948e-13 | 1437726.31 | 2570516.66 | 456753.346 | 565199.1877 | 1506888.096 | 633020.0736 | 401995.6236 | 431649.2969 | 4457.64 | 0 | 21241.27 | 31000.61 | 63267 | 17728.346 | 21937.9933 | 58488.096 | 24569.1212 | 15603.1236 | 16753.6881
IST | Asset Management Systems | IT Asset Management | 2676726.3671 | 543481.8579 | 2609179.1041 | 14904670.3195 | 11423503.1717 | 363408.9604 | 900000 | 4102073 | 6606362 | 1840539 | 0 | 94228.8176 | 31402.9406 | 50506.7007 | 544667.1655 | 444450.634 | 61772.9592 | 36342 | 154817 | 260147 | 92835 | 0 | 2770955.1847 | 574884.7985 | 2659685.8048 | 15449337.4851 | 11867953.8057 | 425181.9196 | 936342 | 4256890 | 6866509 | 1933374 | 0 | -129680.9647 | -9313.1885 | -18086.1348 | 1.5449 | 166151.1494 | 14031.0033 | 51498.81 | 328206.219 | 684590.9473 | 237418.3272 | 0 | 0 | 0 | 0 | 0 | 0 | 0 | 40356.3402 | 201776.586 | 352251.9117 | 107302.257 | 0 | 2641274.22 | 565571.61 | 2641599.67 | 15449339.03 | 12034104.9551 | 439212.9229 | 1028197.1502 | 4786872.805 | 7903351.859 | 2278094.5842 | 0 | 813246.62 | 2433030.28 | -533811.48 | 16046995.3 | 4135787.4 | 10567768.709 | 389892.2357 | 818935.117 | 5175391.936 | 8973992.1952 | 0 | 89818.9 | 30894.21 | 50163.25 | 544667.22 | 450672.9366 | 63811.4669 | 39907.1502 | 174091.7165 | 299429.197 | 109387.4805 | 0
IST | Asset Management Systems | IT Spatial & Drawings | 483543.4492 | 242397.0859 | 887673.1278 | 156171.6544 | 1141712.1428 | 1712733.5973 | 730279 | 1983589 | 887170 | 1242361 | 1048399 | 49635.8106 | 505.6211 | 33441.3949 | 1095.2799 | 39591.7198 | 63458.0593 | 32639 | 116146 | 109544 | 161331 | 123133 | 533179.2598 | 242902.707 | 921114.5227 | 157266.9343 | 1181303.8627 | 1776191.6565 | 762918 | 2099735 | 996714 | 1403692 | 1171532 | -24952.8398 | -3935.047 | -6263.6727 | 0.015727 | 16538.1373 | 58614.3234 | 41960.49 | 161889.5685 | 99372.3858 | 172373.3776 | 171512.2848 | 0 | 0 | 0 | 0 | 0 | 0 | 32881.7658 | 99527.439 | 51131.4282 | 77904.906 | 69823.3072 | 508226.42 | 238967.66 | 914850.85 | 157266.95 | 1197842 | 1834805.9799 | 837760.2558 | 2361152.0075 | 1147217.814 | 1653970.2836 | 1412867.592 | 805500.91 | 114592.5 | 1147445.01 | -4579.03 | 1335721.48 | 1034418.827 | 1140792.3051 | 1799200 | 575500 | 1060470 | 3665100.8007 | 47312.85 | 497.43 | 33213.99 | 1095.28 | 40146 | 65552.1751 | 35840.8859 | 130606.177 | 126085.144 | 190096.3173 | 148498.398
IST | Asset Management Systems | IT Outage Management | 119769.0528 | 713725.5309 | 910339.5643 | 90321.931 | 0 | 1023476 | 639793 | 600327 | 600327 | 600327 | 600327 | 1802.2813 | 27195.2337 | 46313.4301 | 2500.4397 | 0 | 41329 | 30949 | 24241 | 24241 | 24241 | 24241 | 121571.3341 | 740920.7646 | 956652.9945 | 92822.3707 | 0 | 1064805 | 670742 | 624568 | 624568 | 624568 | 624568 | -5689.5499 | -12002.987 | -6505.338 | 0.0092822 | 0 | 35138.565 | 36890.81 | 48154.1928 | 62269.4296 | 76696.9504 | 91436.7552 | 0 | 0 | 0 | 0 | 0 | 0 | 21329.5956 | 22546.9048 | 25295.004 | 28230.4736 | 31103.4864 | 115881.7842 | 728917.7776 | 950147.6565 | 92822.38 | 0 | 1099943.565 | 728962.4056 | 695269.0976 | 712132.4336 | 729495.424 | 747108.2416 | 0 | 0 | 1636139.8983 | 247714.21 | 0 | 0 | 1828905.9706 | 695269.0976 | 712132.4336 | 729495.424 | 747108.2416 | 1717.9344 | 26754.6683 | 45998.4941 | 2500.44 | 0 | 42692.857 | 33635.3732 | 26985.0812 | 27639.5882 | 28313.488 | 28997.0842
IST | Network Services | IT Communication Services | 748836.8313 | 2932279.5164 | 781839.7285 | 351313.4549 | 0 | 0 | 0 | 919480 | 678077 | 52271 | 0 | 28473.7775 | 152665.2748 | 69043.6013 | -498.5995 | 0 | 0 | 0 | 34203 | 28514 | 4083 | 0 | 777310.6088 | 3084944.7912 | 850883.3298 | 350814.8554 | 0 | 0 | 0 | 953683 | 706591 | 56354 | 0 | -36378.21 | -49976.3996 | -5786.0934 | 0.035081 | 0 | 0 | 0 | 73528.9593 | 70447.1227 | 6920.2712 | 0 | 0 | 0 | 0 | 0 | 0 | 0 | 0 | 56171.9287 | 44091.2784 | 3724.9994 | 0 | 740932.3988 | 3034968.3916 | 845097.2364 | 350814.8905 | 0 | 0 | 0 | 1083383.888 | 821129.4011 | 66999.2706 | 0 | 162487.88 | 69320.91 | 4231888.3366 | 519239.5467 | 0 | 0 | 0 | 0 | 1184135.6338 | 787376.9259 | 0 | 27141.202 | 150192.0828 | 68574.0978 | -498.5995 | 0 | 0 | 0 | 38854.608 | 33136.1194 | 4854.2787 | 0
IST | Telecommunications | IT Shared Comms Infrastructure | 23018554.5289 | 23015169.4585 | 17861101.3714 | 12311135.3989 | 10261883.6431 | 6569246.0068 | 11860335 | 17577370 | 3643893 | 5782312 | 2952999 | 2319427.2864 | 1532401.2869 | 821000.5374 | 667480.3833 | 433434.9535 | 156814.9064 | 476862 | 791812 | 140924 | 236722 | 114388 | 25337981.8152 | 24547570.7454 | 18682101.9088 | 12978615.7821 | 10695318.5966 | 6726060.9132 | 12337197 | 18369182 | 3784817 | 6019034 | 3067387 | -1185819.9452 | -397672.9854 | -127040.1988 | 1.2979 | 149733.4034 | 221959.3318 | 678545.835 | 1416263.9322 | 377346.2549 | 739137.3752 | 449065.4568 | 0 | 0 | 0 | 0 | 0 | 0 | 603288.9333 | 975403.5642 | 214977.6056 | 365957.2672 | 198459.9389 | 24152161.87 | 24149897.76 | 18555061.71 | 12978617.08 | 10845052 | 6948020.245 | 13619031.7683 | 20760849.4964 | 4377140.8605 | 7124128.6424 | 3714912.3957 | 11611922.75 | 45960546.29 | 15878235.22 | 13907467.56 | 26389019.69 | 6945432.959 | 11560782.1734 | 23094734.3976 | 1754315.5329 | 8226205.8934 | 1895325.7381 | 2210877.87 | 1507576.24 | 815417.65 | 667480.45 | 439503 | 161989.783 | 526407.9618 | 894905.9224 | 162978.606 | 280184.1592 | 138535.3068
IST | Telecommunications | IT Subst Comms Infrastructure | 402819.4797 | 561820.0483 | 2365972.4843 | 6421483.9179 | 5208087.2926 | 4758396.4206 | 1824000 | 1400000 | 1351687 | 1448250 | 1287270 | 12213.2933 | 14414.6893 | 46534.7309 | 194017.6506 | 305164.724 | 134207.1773 | 73655 | 56532 | 52826 | 60301 | 47884 | 415032.773 | 576234.7377 | 2412507.2152 | 6615501.5684 | 5513252.0166 | 4892603.5979 | 1897655 | 1456532 | 1404513 | 1508551 | 1335154 | -19423.573 | -9335.0577 | -16405.2952 | 0.66155 | 77184.9834 | 161455.4021 | 104371.025 | 112298.6172 | 140029.9461 | 185250.0628 | 195466.5456 | 0 | 0 | 0 | 0 | 0 | 0 | 81788.9305 | 69039.6168 | 72051.5169 | 83724.5805 | 79575.1784 | 395609.2 | 566899.68 | 2396101.92 | 6615502.23 | 5590437 | 5054059 | 2083814.9555 | 1637870.234 | 1616594.463 | 1777525.6433 | 1610195.724 | 726617.83 | 234880.14 | 1054618.65 | 3868080.22 | 6598031.46 | 2843667 | 7845860.3055 | 1637870.234 | 957981.904 | 2436138.2023 | 79575.1784 | 11641.71 | 14181.17 | 46218.29 | 194017.67 | 309437 | 138636 | 80880.5555 | 63570.234 | 60802.726 | 71052.6683 | 57748.104
IST | Corporate Systems | IT Stakeholder Management | 0 | 0 | 535478.2568 | 247209.0353 | 237268.2677 | 0 | 0 | 367791 | 32166 | 0 | 588356 | 0 | 0 | 8866.7448 | 6286.1694 | 3910.2568 | 0 | 0 | 13681 | 2513 | 0 | 23758 | 0 | 0 | 544345.0015 | 253495.2047 | 241178.5245 | 0 | 0 | 381472 | 34679 | 0 | 612114 | 0 | 0 | -3701.6015 | 0.02535 | 3376.4755 | 0 | 0 | 29411.4912 | 3457.4963 | 0 | 89613.4896 | 0 | 0 | 0 | 0 | 0 | 0 | 0 | 13771.1392 | 1404.4995 | 0 | 30483.2772 | 0 | 0 | 540643.4 | 253495.23 | 244555 | 0 | 0 | 424654.6304 | 39540.9958 | 0 | 732210.7668 | 0 | 0 | 0 | 794138.63 | 244555 | 0 | 0 | 0 | 464195.6262 | 0 | 732210.7668 | 0 | 0 | 8806.45 | 6286.17 | 3965 | 0 | 0 | 15229.6892 | 2865.3226 | 0 | 28419.3196
IST | Corporate Systems | IT Corp Info & Doc Mgmt | 548160.1887 | 1359601.9715 | 2424019.6811 | 545378.7455 | 1288028.7251 | 0 | 594178 | 788356 | 384475 | 0 | 425844 | 16316.976 | 22587.0422 | 89008.5271 | 7159.2993 | 35045.3683 | 0 | 23993 | 31834 | 15525 | 0 | 16318 | 564477.1647 | 1382189.0137 | 2513028.2082 | 552538.0447 | 1323074.0934 | 0 | 618171 | 820190 | 400000 | 0 | 442162 | -26417.5847 | -22391.5937 | -17088.8482 | 0.055254 | 18522.9066 | 0 | 33999.405 | 63236.649 | 39880 | 0 | 64732.5168 | 0 | 0 | 0 | 0 | 0 | 0 | 26643.1701 | 38877.006 | 20520 | 0 | 26352.8552 | 538059.58 | 1359797.42 | 2495939.36 | 552538.1 | 1341597 | 0 | 678813.5751 | 922303.655 | 460400 | 0 | 533247.372 | 285474.59 | 539006.56 | 3242440.54 | 980194.44 | 1359050.49 | 0 | 678813.5751 | 922303.655 | 460400 | 0 | 205256.6 | 15553.34 | 22221.13 | 88403.26 | 7159.3 | 35536 | 0 | 26346.7133 | 35797.333 | 17869.275 | 0 | 19679.508
IST | Corporate Systems | IT Safety | 148967.9439 | 0 | 0 | 0 | 252618.3678 | 0 | 300000 | 586415 | 250000 | 0 | 0 | 0 | 0 | 0 | 0 | 9468.4427 | 0 | 12114 | 23680 | 10095 | 0 | 0 | 148967.9439 | 0 | 0 | 0 | 262086.8106 | 0 | 312114 | 610095 | 260095 | 0 | 0 | -6971.7139 | 0 | 0 | 0 | 3669.1894 | 0 | 17166.27 | 47038.3245 | 25931.4715 | 0 | 0 | 0 | 0 | 0 | 0 | 0 | 0 | 17072.6358 | 35934.5955 | 16229.928 | 0 | 0 | 141996.23 | 0 | 0 | 0 | 265756 | 0 | 346352.9058 | 693067.92 | 302256.3995 | 0 | 0 | 1065362.74 | 0 | 0 | 0 | 265756 | 0 | 346352.9058 | 693067.92 | 302256.3995 | 0 | 0 | 0 | 0 | 0 | 0 | 9601 | 0 | 13442.9058 | 26900.48 | 11731.3995 | 0 | 0
IST | Corporate Systems | IT Risk/Audit Management | 0 | 0 | 0 | 0 | 392934.9495 | 0 | 0 | 0 | 300000 | 0 | 0 | 0 | 0 | 0 | 0 | 7105.5234 | 0 | 0 | 0 | 12114 | 0 | 0 | 0 | 0 | 0 | 0 | 400040.4729 | 0 | 0 | 0 | 312114 | 0 | 0 | 0 | 0 | 0 | 0 | 5600.5271 | 0 | 0 | 0 | 31117.7658 | 0 | 0 | 0 | 0 | 0 | 0 | 0 | 0 | 0 | 0 | 12640.617 | 0 | 0 | 0 | 0 | 0 | 0 | 405641 | 0 | 0 | 0 | 355872.3828 | 0 | 0 | 0 | 0 | 0 | 0 | 405641 | 0 | 0 | 0 | 355872.3828 | 0 | 0 | 0 | 0 | 0 | 0 | 7205 | 0 | 0 | 0 | 13812.3828 | 0 | 0
IST | Corporate Systems | IT Finance | 4048193.9602 | 413192.3759 | 587432.3298 | 343529.0456 | 1296439.9686 | 2007922.7609 | 5564934 | 626675 | 415850 | 7032166 | 7048059 | 90394.3963 | 26534.5218 | 14717.0978 | 14024.0786 | 18900.3963 | 45304.9417 | 207159 | 43515 | 15622 | 285177 | 833614 | 4138588.3565 | 439726.8976 | 602149.4275 | 357553.1242 | 1315340.3649 | 2053227.7026 | 5772093 | 670190 | 431472 | 7317343 | 7881673 | -193686.3265 | -7123.6176 | -4094.6775 | 0.035755 | 18414.6351 | 67756.2974 | 317465.115 | 51671.649 | 43017.7584 | 898569.7204 | 1153876.9272 | 0 | 0 | 0 | 0 | 0 | 0 | 248777.2083 | 31767.006 | 22134.5136 | 406112.5365 | 469747.7108 | 3944902.03 | 432603.28 | 598054.75 | 357553.16 | 1333755 | 2120984 | 6338335.3233 | 753628.655 | 496624.272 | 8622025.2569 | 9505297.638 | 1075383.68 | 4218829.53 | 0 | 735767.83 | 642992.87 | 3063644 | 54905 | 7037058.9783 | 57550 | 479936.5377 | 18086460.6292 | 86163.93 | 26104.66 | 14617.02 | 14024.08 | 19165 | 46800 | 227481.2979 | 48932.6175 | 17980.922 | 336024.0591 | 1005338.484
IST | Corporate Systems | IT Human Resources | 889.2259 | -861.5675 | 1875382.3312 | 763183.1037 | 0 | 0 | 500000 | 0 | 0 | 0 | 0 | 0 | 0 | 50604.7072 | 63052.9037 | 0 | 0 | 20190 | 0 | 0 | 0 | 0 | 889.2259 | -861.5675 | 1925987.0383 | 826236.0074 | 0 | 0 | 520190 | 0 | 0 | 0 | 0 | -41.6159 | 13.9575 | -13096.9083 | 0.082624 | 0 | 0 | 28610.45 | 0 | 0 | 0 | 0 | 0 | 0 | 0 | 0 | 0 | 0 | 16542.042 | 0 | 0 | 0 | 0 | 847.61 | -847.61 | 1912890.13 | 826236.09 | 0 | 0 | 565342.492 | 0 | 0 | 0 | 0 | 847.61 | -847.61 | 0 | 2739126.22 | 0 | 0 | 565342.492 | 0 | 0 | 0 | 0 | 0 | 0 | 50260.59 | 63052.91 | 0 | 0 | 21942.492 | 0 | 0 | 0 | 0
IST | Corporate Systems | IT Portfolio Planning | 35221.3841 | 316842.2446 | 1486033.2376 | 1448190.1252 | 1076237.7775 | 0 | 1150000 | 1300000 | 500000 | 500000 | 550000 | 62.2325 | 254.1066 | 36923.8963 | 69686.573 | 16900.3961 | 0 | 46437 | 52494 | 20190 | 20190 | 22209 | 35283.6166 | 317096.3511 | 1522957.1339 | 1517876.6982 | 1093138.1736 | 0 | 1196437 | 1352494 | 520190 | 520190 | 572209 | -1651.2766 | -5136.9911 | -10356.2639 | 0.15179 | 15303.8264 | 0 | 65804.035 | 104277.2874 | 51862.943 | 63879.332 | 83771.3976 | 0 | 0 | 0 | 0 | 0 | 0 | 44746.7438 | 56398.9998 | 23824.702 | 26113.538 | 31242.6114 | 33632.34 | 311959.36 | 1512600.87 | 1517876.85 | 1108442 | 0 | 1306987.7788 | 1513170.2872 | 595877.645 | 610182.87 | 687223.009 | 35432.34 | 0 | 1270837.96 | 193019.08 | 2987022.04 | 0 | 1306987.7788 | 1513170.2872 | 595877.645 | 610182.87 | 687223.009 | 59.32 | 249.99 | 36672.81 | 69686.58 | 17137 | 0 | 50727.7788 | 58730.2872 | 23127.645 | 23682.87 | 26673.009
IST | ICT Shared Services | IT Enabling Infrastructure | 2463745.513 | 2837371.4491 | 3648533.9713 | 2083450.5483 | 4944873.8646 | 2309361.3203 | 9787004 | 3852001 | 3702644 | 3785898 | 3637634 | 74261.5789 | 24877.8227 | 71307.2181 | 35098.993 | 123260.5741 | 31404.6499 | 378378 | 170801 | 142428 | 154541 | 146751 | 2538007.0919 | 2862249.2718 | 3719841.1894 | 2118549.5412 | 5068134.4387 | 2340765.9702 | 10165382 | 4022802 | 3845072 | 3940439 | 3784385 | -118778.9719 | -46368.711 | -25295.2996 | 0.21185 | 70953.3813 | 77245.0298 | 559096.01 | 310158.0342 | 383353.6784 | 483885.9092 | 554033.964 | 0 | 0 | 0 | 0 | 0 | 0 | 791883.2578 | 329467.4838 | 324524.0768 | 343212.2369 | 339459.3345 | 2419228.12 | 2815880.5608 | 3694545.8898 | 2118549.7531 | 5139087.82 | 2418011 | 11516361.2678 | 4662427.518 | 4552949.7552 | 4767537.1461 | 4677878.2985 | 1590126.4 | 2140635.69 | 4718403.9578 | 2037750.4416 | 5833730.1943 | 2440884 | 5303910.3919 | 10045890.8949 | 1768322.188 | 5208038.2248 | 4680416.734 | 70786.13 | 24474.7996 | 70822.3217 | 35098.9965 | 124986.21 | 32441 | 428664.4362 | 197958.359 | 168648.9948 | 186979.1559 | 181398.9111
IST | ICT Shared Services | IT Service Management | 1909709.7153 | 1591672.7604 | 1712153.4985 | 2624320.8976 | 2326010.2224 | 1126041.7324 | 4029219 | 2489452 | 4495088 | 3400279 | 1404437 | 409006.9541 | 25699.1588 | 43175.3669 | 1908.9298 | 25168.1011 | 18118.0002 | 158312 | 98494 | 177955 | 141350 | 60766 | 2318716.6694 | 1617371.9192 | 1755328.8654 | 2626229.8274 | 2351178.3235 | 1144159.7326 | 4187531 | 2587946 | 4673043 | 3541629 | 1465203 | -108516.1594 | -26201.5792 | -11936.4154 | 0.26262 | 32916.3285 | 37757.1945 | 230314.205 | 199530.6366 | 465902.3871 | 434912.0412 | 214505.7192 | 0 | 0 | 0 | 0 | 0 | 0 | 180482.5861 | 122668.6404 | 239727.1059 | 196560.4095 | 87326.0988 | 2210200.51 | 1591170.34 | 1743392.45 | 2626230.09 | 2384094.652 | 1181916.9271 | 4598327.7911 | 2910145.277 | 5378672.493 | 4173101.4507 | 1767034.818 | 2161601.03 | 6006654.2 | 974823.72 | 3519010.06 | 2608396.732 | 1181916.9271 | 3027469.3867 | 2068068.4489 | 3894813.2025 | 5485331.451 | 3258297.1495 | 389865.39 | 25282.83 | 42881.77 | 1908.93 | 25520.454 | 18715.8942 | 173842.4072 | 110756.503 | 204826.205 | 166552.705 | 73283.796
IST | ICT Shared Services | IT Workforce Mobility | 0 | 905934.4952 | 1936667.8711 | 1143883.7306 | 1989020.9039 | 98623.437 | 0 | 459739 | 840208 | 1800000 | 500000 | 0 | 446.3103 | 40007.3027 | 31682.1368 | 11166.6678 | 0 | 0 | 17102 | 35445 | 72684 | 20190 | 0 | 906380.8054 | 1976675.1738 | 1175565.8674 | 2000187.5717 | 98623.437 | 0 | 476841 | 875653 | 1872684 | 520190 | 0 | -14683.4554 | -13441.5928 | 0.11756 | 28002.4283 | 3254.563 | 0 | 36764.4411 | 87302.6041 | 229965.5952 | 76155.816 | 0 | 0 | 0 | 0 | 0 | 0 | 0 | 28085.9349 | 54640.7472 | 123784.4124 | 36257.243 | 0 | 891697.35 | 1963233.581 | 1175565.985 | 2028190 | 101878 | 0 | 541691.376 | 1017596.3513 | 2226434.0076 | 632603.059 | 0 | 425549.19 | 2319300.811 | 1068918.175 | 2244918.74 | 101878 | 0 | 0 | 1559287.7273 | 2226434.0076 | 632603.059 | 0 | 439.08 | 39735.249 | 31682.14 | 11323 | 0 | 0 | 19427.872 | 41190.6345 | 86414.0076 | 24553.059
IST | ICT Shared Services | IT Data Centre | 0 | 0 | 0 | 0 | 5945655 | 6824426 | 2499085 | 480593 | 0 | 0 | 0 | 0 | 0 | 0 | 0 | 54345 | 275574 | 100915 | 19407 | 0 | 0 | 0 | 0 | 0 | 0 | 0 | 6000000 | 7100000 | 2600000 | 500000 | 0 | 0 | 0 | 0 | 0 | 0 | 0 | 84000 | 234300 | 143000 | 38550 | 0 | 0 | 0 | 0 | 0 | 0 | 0 | 0 | 0 | 202540 | 40950 | 0 | 0 | 0 | 0 | 0 | 0 | 0 | 6084000 | 7334300 | 2945540 | 579500 | 0 | 0 | 0 | 0 | 0 | 0 | 0 | 6083999.858 | 7334300.3409 | 2945539.4902 | 529717.3824 | 0 | 0 | 49782.2004 | 0 | 0 | 0 | 0 | 55105.83 | 284667.942 | 114326.6035 | 22492.713 | 0 | 0 | 0
IST | Security Services | IT Security Infrastructure | 4049054.745 | 4990221.0065 | 1625559.1023 | 1227941.1972 | 4418622.7186 | 2864992.5485 | 1680000 | 720000 | 1666860 | 1462248 | 1454945 | 57387.1962 | 291225.4866 | 22436.1114 | 72533.7727 | 196281.0842 | 130144.2534 | 67840 | 29074 | 62004 | 62499 | 58907 | 4106441.9412 | 5281446.4931 | 1647995.2138 | 1300474.97 | 4614903.8028 | 2995136.8018 | 1747840 | 749074 | 1728864 | 1524747 | 1513852 | -192181.8712 | -85559.9365 | -11206.5356 | 0.13005 | 64608.1972 | 98839.1982 | 96131.2 | 57753.6054 | 172367.7408 | 187238.9316 | 221627.9328 | 0 | 0 | 0 | 0 | 0 | 0 | 115881.792 | 52734.8096 | 126898.6176 | 116795.6202 | 120654.0044 | 3914260.07 | 5195886.5566 | 1636788.6782 | 1300475.1 | 4679512 | 3093976 | 1959852.992 | 859562.415 | 2028130.3584 | 1828781.5518 | 1856133.9372 | 1507929.78 | 6727274.66 | 1852805.1248 | 343932.99 | 5741363.85 | 3647637 | 1959852.992 | 859562.415 | 0 | 3056220.0564 | 1921218.7422 | 54701.47 | 286507.606 | 22283.5436 | 72533.78 | 199029 | 134439 | 76068.992 | 33362.415 | 72736.8924 | 74961.3006 | 72225.8727
Business Support | Office buildings and facilities | BS Office & Facilities | 889396.3639 | 1121370.7531 | 2269902.6496 | 5417534.9082 | 4511152.021 | 5170647.6506 | 4363038 | 11396916.45 | 1290380 | 350000 | 1100000 | 106601.301 | 131338.5368 | 243989.5035 | 111219.1189 | 128036.4642 | 211891.3253 | 243877 | 521609 | 52106 | 14133 | 44418 | 995997.6649 | 1252709.2899 | 2513892.1531 | 5528754.0271 | 4639188.4852 | 5382538.9759 | 4606915 | 11918525.45 | 1342486 | 364133 | 1144418 | -46612.7849 | -20294.0099 | -17094.7231 | 0.55288 | 64948.4888 | 177623.7311 | 253380.325 | 918918.3122 | 133845.8542 | 44715.5324 | 167542.7952 | 0 | 0 | 0 | 0 | 0 | 0 | 0 | 0 | 0 | 0 | 0 | 949384.88 | 1232415.28 | 2496797.43 | 5528754.58 | 4704136.974 | 5560162.707 | 4860295.325 | 12837443.7622 | 1476331.8542 | 408848.5324 | 1311960.7952 | 986735.1 | 125159.55 | 3072138.02 | 5941623.77 | 6274903.114 | 4719075.513 | 1646402.405 | 16892423.8762 | 1476331.8542 | 408848.5324 | 1311960.7952 | 101612.35 | 129210.84 | 242330.35 | 111219.13 | 129828.974 | 218883.7372 | 257290.235 | 561825.0539 | 57300.9682 | 15868.5324 | 50920.7952
Business Support | Minor Fixed Assets | BS Office Equipment | 1847407.8627 | 1794640.9342 | 1111372.1641 | 1395784.5904 | 1218860.0793 | 1114436.5939 | 1414076.7786 | 1413724.8181 | 1313378.1954 | 1313034.3797 | 1212693.651 | 0 | 0 | 742.2071 | 2.2737e-13 | 38151.8775 | 44419 | 56533 | 56533 | 52495 | 52495 | 48457 | 1847407.8627 | 1794640.9342 | 1112114.3712 | 1395784.5904 | 1257011.9568 | 1158855.5939 | 1470609.7786 | 1470257.8181 | 1365873.1954 | 1365529.3797 | 1261150.651 | -86458.8627 | -29073.3542 | -7562.4912 | 0.13958 | 17598.0432 | 38242.2331 | 80883.5364 | 113356.8762 | 136177.5561 | 167687.0063 | 184632.4538 | 0 | 0 | 0 | 0 | 0 | 0 | 0 | 0 | 0 | 0 | 0 | 1760949 | 1765567.58 | 1104551.88 | 1395784.73 | 1274610 | 1197097.827 | 1551493.315 | 1583614.6943 | 1502050.7515 | 1533216.386 | 1445783.1048 | 1760949 | 1765567.58 | 958103.73 | 1542232.88 | 1274610 | 1197097.827 | 1551493.315 | 1583614.6943 | 1502050.7515 | 1533216.386 | 1445783.1048 | 0 | 0 | 737.16 | 9.3963e-14 | 38686 | 45884.827 | 59642.315 | 60891.6943 | 57728.7515 | 58941.386 | 55551.1048
Business Support | Minor Fixed Assets | BS Vehicles | 0 | 0 | 753086.2533 | 418751.9181 | 3550296.204 | 0 | 0 | 1800000 | 1800000 | 0 | 0 | 0 | 0 | 4039.7608 | -4012.2896 | 5.6843e-14 | 0 | 0 | 0 | 0 | 0 | 0 | 0 | 0 | 757126.0141 | 414739.6285 | 3550296.204 | 0 | 0 | 1800000 | 1800000 | 0 | 0 | 0 | 0 | -5148.5341 | 0.041474 | 49703.796 | 0 | 0 | 138780 | 179460 | 2.2737e-13 | 0 | 0 | 0 | 0 | 0 | 0 | 0 | 0 | 0 | 0 | 0 | 0 | 0 | 0 | 751977.48 | 414739.67 | 3600000 | 0 | 0 | 1938780 | 1979460 | 2.2737e-13 | 0 | 0 | 0 | 748227.62 | 418489.53 | 3600000 | 0 | 0 | 1938780 | 1979460 | 2.2737e-13 | 0 | 0 | 0 | 4012.29 | -4012.29 | 5.5955e-14 | 0 | 0 | 2.2737e-13 | 2.2737e-13 | 2.2737e-13 | 0
Business Support | Spares and inventory | BS Mobile Substation | 0 | 0 | 238996.8832 | 4494802.1305 | 1150686.5027 | 0 | 0 | 0 | 0 | 0 | 0 | 0 | 0 | 5247.8761 | 106738.7993 | 32182.4489 | 0 | 0 | 0 | 0 | 0 | 0 | 0 | 0 | 244244.7593 | 4601540.9298 | 1182868.9516 | 0 | 0 | 0 | 0 | 0 | 0 | 0 | 0 | -1660.8893 | 0.46015 | 16560.0484 | 0 | 0 | 0 | 0 | 0 | 0 | 0 | 0 | 0 | 0 | 0 | 0 | 0 | 0 | 0 | 0 | 0 | 0 | 0 | 242583.87 | 4601541.39 | 1199429 | 0 | 0 | 0 | 0 | 0 | 0 | 0 | 0 | 0 | 0 | 6043554.26 | 0 | 0 | 0 | 0 | 0 | 0 | 0 | 0 | 5212.19 | 106738.81 | 32633 | 0 | 0 | 0 | 0 | 0 | 0
Business Support | Properties | BS Strategic Properties | 256304.2428 | 494.6026 | 7700.2626 | 22460.4378 | 0.98619 | 0 | 0 | 0 | 2500000 | 1000000 | 0 | 14658.2683 | 11633.0465 | 977.5474 | -335.77 | 0 | 0 | 0 | 0 | 0 | 0 | 0 | 270962.5111 | 12127.6491 | 8677.81 | 22124.6678 | 0.98619 | 0 | 0 | 0 | 2500000 | 1000000 | 0 | -12681.0711 | -196.4691 | -59.01 | 0.0022125 | 0.013807 | 0 | 0 | 0 | 249250 | 122800 | 0 | 0 | 0 | 0 | 0 | 0 | 0 | 0 | 0 | 0 | 0 | 0 | 258281.44 | 11931.18 | 8618.8 | 22124.67 | 1 | 0 | 0 | 0 | 2749250 | 1122800 | 0 | 0 | 368412.74 | -1288.49 | 4849.97 | 34735.68 | 0 | 0 | 0 | 2749250 | 1122800 | 0 | 13972.26 | 11444.59 | 970.9 | -335.77 | 0 | 0 | 0 | 0 | 0 | 0 | 0
Business Support |  | BS Other | 13812.7374 | 41361.7849 | -16067.259 | 374.49 | 0 | 0 | 0 | 0 | 0 | 0 | 0 | 416.922 | 3429.1323 | 5024.7387 | 4349.6996 | -903.3531 | 0 | 0 | 0 | 0 | 0 | 0 | 14229.6594 | 44790.9171 | -11042.5203 | 4724.1895 | -903.3531 | 0 | 0 | 0 | 0 | 0 | 0 | -665.9494 | -725.6171 | 75.0903 | 0.00047242 | -12.6469 | 0 | 0 | 0 | 0 | 0 | 0 | 0 | 0 | 0 | 0 | 0 | 0 | 0 | 0 | 0 | 0 | 0 | 13563.71 | 44065.3 | -10967.43 | 4724.19 | -916 | 0 | 0 | 0 | 0 | 0 | 0 | 71600.95 | 1.0258e-13 | -15958 | -0.24 | -916 | 0 | 0 | 0 | 0 | 0 | 0 | 397.41 | 3373.58 | 4990.57 | 4349.7 | -916 | 0 | 0 | 0 | 0 | 0 | 0
|  |  | 184201973.4736 | 203571294.1146 | 214397303.511 | 190494304.1452 | 242598304.0181 | 225150132.7584 | 236635082.9728 | 237130581.258 | 220418760.9069 | 229938501.4785 | 208405677.651 | 8132677.9957 | 8669312.1802 | 9725317.9997 | 7506325.6144 | 8202028.2919 | 8695076.4496 | 10621396.6377 | 11483907.1547 | 12368219 | 10589645.7408 | 10964345 | 192334651.4694 | 212240606.2948 | 224122621.5107 | 198000629.7595 | 250800332.3101 | 233845209.208 | 247256479.6106 | 248614488.4127 | 232786979.9069 | 240528147.2192 | 219370022.651 | -9001279.8784 | -3438318.0482 | -1524056.6898 | 19.8001 | 3511182.3031 | 7716879.4002 | 13599105.1294 | 19168176.8582 | 23208861.8614 | 29536856.4704 | 32115771.3146 | 0 | 0 | 0 | 0 | 0 | 0 | 10403361.9912 | 11790768.8813 | 12670319.918 | 13658377.6418 | 12647182.6371 | 183333371.591 | 208802288.2466 | 222598564.8209 | 198000649.5596 | 254311514.6131 | 241562088.6081 | 271258946.7312 | 279573434.1522 | 268666161.6863 | 283723381.3314 | 264132976.6027 | 109207747.119 | 233195391.959 | 221628649.6821 | 209275133.9133 | 302341949.5983 | 227772935.2988 | 268153054.116 | 282165576.6741 | 261961668.9085 | 268375435.7483 | 268288115.4145 | 7752067.8964 | 8528868.4967 | 9659184.8452 | 7506326.365 | 8316855.9506 | 8982013.4634 | 11617398.2431 | 12934945.8081 | 14343080.0633 | 12514011.3841 | 13213319.2163
Base Capex - sets out Base Capex by portfolio on a real basis excluding interest during construction, real basis including interest during construction, nominal expenditure basis and nominal commissioned basis
BASE CAPEX - with CC $ Adjustment and Original Escalator Rates ($m) |  |  | 2009-10: Expenditure excl. interest during construction (real 2012/13 prices); Forecast 2009-10: Interest during construction (real 2012/13 prices); Forecast 2009-10: Expenditure incl. interest during construction (real 2012/13 prices); Forecast 2009-10: CPI adjustment; Forecast 2009-10: RPE adjustment; Forecast 2009-10: Expenditure incl. interest during construction (nominal) | Commissioned value (nominal) | [10 empty] | Interest during construction - expenditure basis (nominal)
|  |  | 2009-10: Admin Settlement; Actual 2011-12: RCP1; Forecast 2015-16: RCP2; Forecast 2009-10: Admin Settlement; Actual 2011-12: RCP1; Forecast 2015-16: RCP2; Forecast 2009-10: Admin Settlement; Actual 2011-12: RCP1; Forecast 2015-16: RCP2; Forecast 2009-10: Admin Settlement; Actual 2011-12: RCP1; Forecast 2015-16: RCP2; Forecast 2009-10: Admin Settlement; Actual 2011-12: RCP1; Forecast 2015-16: RCP2; Forecast 2009-10: Admin Settlement; Actual 2011-12: RCP1; Forecast 2015-16: RCP2 | Admin Settlement |  | RCP1 |  |  |  | RCP2 |  |  |  |  | Admin Settlement |  | RCP1 |  |  |  | RCP2
|  |  | Actual 2011-12: Actual; Forecast 2013-14: Forecast; Actual 2011-12: Actual; Forecast 2013-14: Forecast; Actual 2011-12: Actual; Forecast 2013-14: Forecast; Actual 2011-12: Actual; Forecast 2013-14: Forecast; Actual 2011-12: Actual; Forecast 2013-14: Forecast; Actual 2011-12: Actual; Forecast 2013-14: Forecast |  |  | Actual |  | Forecast | [8 empty] | Actual |  | Forecast
Capex Category and Portfolio |  |  | 2009-10 | 2010-11 | 2011-12 | 2012-13 | 2013-14 | 2014-15 | 2015-16 | 2016-17 | 2017-18 | 2018-19 | 2019-20 | 2009-10 | 2010-11 | 2011-12 | 2012-13 | 2013-14 | 2014-15 | 2015-16 | 2016-17 | 2017-18 | 2018-19 | 2019-20 | 2009-10 | 2010-11 | 2011-12 | 2012-13 | 2013-14 | 2014-15 | 2015-16 | 2016-17 | 2017-18 | 2018-19 | 2019-20 | 2009-10 | 2010-11 | 2011-12 | 2012-13 | 2013-14 | 2014-15 | 2015-16 | 2016-17 | 2017-18 | 2018-19 | 2019-20 | 2009-10 | 2010-11 | 2011-12 | 2012-13 | 2013-14 | 2014-15 | 2015-16 | 2016-17 | 2017-18 | 2018-19 | 2019-20 | 2009-10 | 2010-11 | 2011-12 | 2012-13 | 2013-14 | 2014-15 | 2015-16 | 2016-17 | 2017-18 | 2018-19 | 2019-20 | 2009-10 | 2010-11 | 2011-12 | 2012-13 | 2013-14 | 2014-15 | 2015-16 | 2016-17 | 2017-18 | 2018-19 | 2019-20 | 2009-10 | 2010-11 | 2011-12 | 2012-13 | 2013-14 | 2014-15 | 2015-16 | 2016-17 | 2017-18 | 2018-19 | 2019-20
Grid R&R | Transmission Lines | TL Tower | 420683.9276 | 54145.4718 | 96179.1379 | 581826.4318 | 98622.2976 | 853920.6353 | 403813 | 403814 | 403814 | 403814 | 403813 | 26103.4541 | 2568.7032 | -597.0903 | 9135.2691 | 0 | 7943.1911 | 14474 | 14488 | 14488 | 14488 | 14474 | 446787.3817 | 56714.175 | 95582.0477 | 590961.7009 | 98622.2976 | 861863.8264 | 418287 | 418302 | 418302 | 418302 | 418287 | -20909.6917 | -918.775 | -649.9677 | 0.059096 | 1380.7024 | 28441.4896 | 23005.785 | 32251.0842 | 41704.7094 | 51367.4856 | 61237.2168 | 0 | 0 | 0 | 0 | 0 | 0 | 6736.6206 | 8013.7876 | 10215.3776 | 12460.9994 | 14529.966 | 425877.69 | 55795.4 | 94932.08 | 590961.76 | 100003 | 890305.316 | 448029.4056 | 458566.8718 | 470222.087 | 482130.485 | 494054.1828 | 726015.34 | 245124.53 | 111023.94 | 5398.01 | 691162.36 | 890305.316 | 448029.4056 | 458566.8718 | 470222.087 | 482130.485 | 494054.1828 | 24881.81 | 2527.09 | -593.03 | 9135.27 | 0 | 8205.316 | 15503.1808 | 15882.593 | 16286.2768 | 16698.7297 | 17095.7816
Grid R&R | Transmission Lines | TL Pole | 4106589.4968 | 9478507.3727 | 5133106.82 | 6988338.9912 | 3828775.5211 | 4233323.7537 | 5021693 | 4266931 | 5405013 | 4300435 | 4398438 | 105187.9143 | 197875.3292 | 278348.035 | 181939.2718 | 81808.6865 | 47088.718 | 178406 | 153276 | 192139 | 160710 | 157649 | 4211777.4112 | 9676382.7019 | 5411454.8551 | 7170278.263 | 3910584.2076 | 4280412.4717 | 5200099 | 4420207 | 5597152 | 4461145 | 4556087 | -197111.5812 | -156758.3219 | -36798.4451 | 0.71703 | 54747.7924 | 141253.1693 | 286005.445 | 340797.9597 | 558036.0544 | 547828.606 | 667011.1368 | 0 | 0 | 0 | 0 | 0 | 0 | 313100.7308 | 321046.581 | 474874.1634 | 429209.0988 | 486302.3334 | 4014665.83 | 9519624.38 | 5374656.41 | 7170278.98 | 3965332 | 4421665.641 | 5799205.1758 | 5082051.5407 | 6630062.2178 | 5438182.7048 | 5709400.4702 | 4087383.05 | 9238965.42 | 4338322.38 | 7285009.16 | 7983141.95 | 4421665.641 | 5799205.1758 | 5034004.7365 | 6576851.9332 | 5539439.7936 | 5709400.4702 | 100265.11 | 194669.73 | 276455.24 | 181939.29 | 82954 | 48642.641 | 198960.2612 | 176226.2466 | 227596.7695 | 195907.1432 | 197555.738
Grid R&R | Transmission Lines | TL Paint | 15038933.6784 | 17013172.0079 | 20047097.4981 | 21138200.4562 | 26521687.9891 | 35279708.8103 | 31310931 | 33036008 | 34059116 | 35927413 | 37354047 | 947534.7772 | 623925.2485 | 812691.5253 | 805587.1394 | 715576.9928 | 981088.9822 | 1118075 | 1183792 | 1216655 | 1288698 | 1338169 | 15986468.4556 | 17637097.2563 | 20859789.0233 | 21943787.5956 | 27237264.982 | 36260797.7925 | 32429006 | 34219800 | 35275771 | 37216111 | 38692216 | -748168.2356 | -285722.6563 | -141848.6933 | 2.1944 | 381319.018 | 1196606.283 | 1783595.33 | 2638346.58 | 3516994.3687 | 4570138.4308 | 5664540.4224 | 0 | 0 | 0 | 0 | 0 | 0 | 778296.1488 | 1030196.0812 | 1344192.5542 | 1719776.0906 | 2081233.9639 | 15238300.22 | 17351374.6 | 20717940.33 | 21943789.79 | 27618584 | 37457404.0754 | 34990897.4788 | 37888342.6612 | 40136957.9229 | 43506025.5214 | 46437990.3863 | 2565365.25 | 31816633.35 | 11294515.98 | 27097886.63 | 37824445.51 | 29969697.377 | 35038001.0992 | 37562779.8357 | 38817662.8893 | 43479158.1137 | 46667503.6759 | 903190.06 | 613817.6 | 807165.14 | 805587.22 | 725595 | 1013464.9173 | 1206402.9238 | 1310700.7374 | 1384316.4815 | 1506501.518 | 1606056.3505
Grid R&R | Transmission Lines | TL Foundation | 3933484.3601 | 2145652.6677 | 1775357.0289 | 1947096.2353 | 1445152.0146 | 2846010.8782 | 1158202 | 1074491 | 1387601 | 1074491 | 1387602 | 45219.5177 | 57021.7782 | 128039.8138 | 46342.2554 | 43528.6038 | 91652.0084 | 41513 | 38553 | 49787 | 38553 | 49735 | 3978703.8778 | 2202674.4459 | 1903396.8427 | 1993438.4907 | 1488680.6185 | 2937662.8866 | 1199715 | 1113044 | 1437388 | 1113044 | 1437337 | -186203.7178 | -35683.5359 | -12943.2927 | 0.19934 | 20841.3815 | 96942.6304 | 65984.325 | 85815.6924 | 143307.5836 | 136681.8032 | 210426.1368 | 0 | 0 | 0 | 0 | 0 | 0 | 42810.8862 | 46865 | 70961.576 | 62916.2625 | 90627.9213 | 3792500.16 | 2166990.91 | 1890453.55 | 1993438.69 | 1509522 | 3034605.517 | 1308510.2112 | 1245724.6924 | 1651657.1596 | 1312642.0657 | 1738391.0581 | 3161863.53 | 1237697.21 | 2233561.83 | 2323014.54 | 2123614.67 | 3344783.517 | 1308510.2112 | 1245724.6924 | 1651657.1596 | 1312642.0657 | 1738391.0581 | 43103.24 | 56098.02 | 127169.13 | 46342.26 | 44138 | 94676.517 | 45277.5772 | 43148.7163 | 57208.6522 | 45466.5618 | 60152.1487
Grid R&R | Transmission Lines | TL Grillage | 14609771.5188 | 6876683.5692 | 7032305.7062 | 8365794.7834 | 9528312.5657 | 10268514.7394 | 9253982 | 9621814 | 9501472 | 9479330 | 8964589 | 429508.1207 | 546674.4075 | 602745.8835 | 278169.4322 | 190032.5629 | 329952 | 331341 | 343622 | 341205 | 338485 | 320818 | 15039279.6394 | 7423357.9767 | 7635051.5897 | 8643964.2156 | 9718345.1286 | 10598466.7394 | 9585323 | 9965436 | 9842677 | 9817815 | 9285407 | -703839.7094 | -120259.1067 | -51919.1297 | 0.8644 | 136055.8714 | 349749.3376 | 527192.765 | 768335.1156 | 981314.8969 | 1205627.682 | 1359383.5848 | 0 | 0 | 0 | 0 | 0 | 0 | 292604.606 | 320991.9192 | 337759.2112 | 356541.699 | 352845.4793 | 14335439.93 | 7303098.87 | 7583132.46 | 8643965.08 | 9854401 | 10948216.077 | 10405120.371 | 11054763.0348 | 11161751.1081 | 11379984.381 | 10997636.0641 | 9073593.71 | 9299991.18 | 3471742.71 | 17300219.12 | 9243256 | 7011384.788 | 10182334.708 | 10735553.3838 | 11330644.1911 | 11047148.6102 | 11153071.6381 | 409407.1 | 537818.23 | 598647.15 | 278169.46 | 192693 | 340840.416 | 359679.375 | 381183.4904 | 386931.8523 | 392343.308 | 379976.8335
Grid R&R | Transmission Lines | TL Conductor | 7459888.0775 | 18246310.7327 | 21235745.1937 | 12509240.0891 | 2200196.4669 | 4304046.091 | 14659834 | 6623281 | 4952851 | 1518241 | 3468179 | 244517.3554 | 858385.3952 | 482579.8321 | 247012.1453 | 43643.9885 | 58524.4868 | 561405 | 248753 | 178390 | 55151 | 124308 | 7704405.4329 | 19104696.1279 | 21718325.0257 | 12756252.2344 | 2243840.4554 | 4362570.5778 | 15221239 | 6872034 | 5131241 | 1573392 | 3592487 | -360566.9029 | -309497.8979 | -147686.8257 | 1.2756 | 31413.5446 | 143964.7272 | 837168.145 | 529833.8214 | 511584.7277 | 193212.5376 | 525940.0968 | 0 | 0 | 0 | 0 | 0 | 0 | 712994.8865 | 372536.58 | 309494.8338 | 102353.2836 | 248827.0428 | 7343838.53 | 18795198.23 | 21570638.2 | 12756253.51 | 2275254 | 4506535.305 | 16771402.0315 | 7774404.4014 | 5952320.5615 | 1868957.8212 | 4367254.1396 | 4749038.18 | 12080935.23 | 32293220.23 | 12734875.25 | 4239179.64 | 2907333.376 | 18538004.8335 | 7900483.6134 | 5952395.7665 | 1869186.5312 | 4367254.1396 | 233073.92 | 844479.47 | 479298.24 | 247012.17 | 44255 | 60455.792 | 618579.6835 | 281416.8738 | 206935.2197 | 65511.28 | 151116.687
Grid R&R | Transmission Lines | TL Insulators | 4737482.2052 | 7389301.5696 | 7355479.5513 | 5516967.7283 | 4715381.1302 | 5422460.2988 | 6732608 | 6665001 | 6405598 | 6727933 | 6531498 | 235543.2777 | 261335.4085 | 393846.4964 | 345000.5255 | 153352.086 | 31203.6945 | 238528 | 236729 | 229832 | 241398 | 234057 | 4973025.4829 | 7650636.9781 | 7749326.0477 | 5861968.2538 | 4868733.2161 | 5453663.9933 | 6971136 | 6901730 | 6635430 | 6969331 | 6765555 | -232738.0629 | -123941.0481 | -52696.2077 | 0.5862 | 68161.7839 | 179970.4217 | 383412.48 | 532123.383 | 661552.371 | 855833.8468 | 990477.252 | 0 | 0 | 0 | 0 | 0 | 0 | 160703.0322 | 156197.0485 | 152265.6534 | 162128.6498 | 158100.3414 | 4740287.42 | 7526695.93 | 7696629.84 | 5861968.84 | 4936895 | 5633634.415 | 7515251.5122 | 7590050.4315 | 7449248.0244 | 7987293.4966 | 7914132.5934 | 5894748.45 | 10021995.02 | 4815126.08 | 8102847.99 | 8917153.57 | 5633634.415 | 7515251.5122 | 7590050.4315 | 7449248.0244 | 7987293.4966 | 7905077.1798 | 224519.83 | 257101.75 | 391168.3 | 345000.56 | 155499 | 32233.415 | 257145.7358 | 260338.3479 | 258020.2808 | 276657.3507 | 273792.492
Grid R&R | Transmission Lines | TL Access | 936699.1802 | 452143.6096 | 216236.5909 | 1310748.2189 | 2193372.9948 | 949454.048 | 1040549 | 1127266 | 1127265 | 1127265 | 1127265 | 16746.3508 | 11351.6173 | 45748.6153 | 19934.748 | 117730.7807 | 13179 | 37297 | 40446 | 40446 | 40446 | 40403 | 953445.531 | 463495.2268 | 261985.2061 | 1330682.9669 | 2311103.7755 | 962633.048 | 1077846 | 1167712 | 1167711 | 1167711 | 1167668 | -44621.341 | -7508.6668 | -1781.5261 | 0.13307 | 32355.2245 | 31766.859 | 59281.53 | 90030.5952 | 116420.7867 | 143394.9108 | 170946.5952 | 0 | 0 | 0 | 0 | 0 | 0 | 27910.545 | 34048.0367 | 39333.44 | 44618.871 | 49410.825 | 908824.19 | 455986.56 | 260203.68 | 1330683.1 | 2343459 | 994399.907 | 1165038.075 | 1291790.6319 | 1323465.2267 | 1355724.7818 | 1388025.4202 | 619682.4 | 298195.25 | 84905.51 | 397475.52 | 3843601.48 | 994399.907 | 1165038.075 | 1291790.6319 | 1323465.2267 | 1355724.7818 | 1388025.4202 | 15962.62 | 11167.72 | 45437.52 | 19934.75 | 119379 | 13613.907 | 40314.131 | 44743.7141 | 45840.8662 | 46958.2413 | 48027.7052
Grid R&R | AC Stations | ACS Outdoor to Indoor Conv | 1892921.6733 | 7519622.4198 | 16741415.4127 | 11363335.0337 | 27397735.4118 | 24735211.8287 | 19084389.8092 | 14195686.6027 | 14354724 | 11672849.6132 | 13413243 | 48834.7719 | 278426.1705 | 889407.2903 | 478588.5921 | 797063.1941 | 1114798.4808 | 1507199.8822 | 1109204.4233 | 967928 | 732559 | 768556 | 1941756.4453 | 7798048.5903 | 17630822.703 | 11841923.6258 | 28194798.6059 | 25850010.3095 | 20591589.6914 | 15304891.026 | 15322652 | 12405408.6132 | 14181799 | -90874.3853 | -126329.1303 | -119891.393 | 1.1842 | 394724.3941 | 853048.2085 | 1132537.1186 | 1180007.0295 | 1527668.4044 | 1523384.1756 | 2076215.3736 | 0 | 0 | 0 | 0 | 0 | 0 | 927389.3587 | 868180.6 | 972585.2124 | 794167.2417 | 907635.1072 | 1850882.06 | 7671719.46 | 17510931.31 | 11841924.81 | 28589523 | 26703058.518 | 22651516.1687 | 17353078.6555 | 17822905.6168 | 14722960.0305 | 17165649.4808 | 3336725.57 | 245184.15 | 8597858.86 | 21758186.84 | 27647465.07 | 14349240.757 | 34801723.2373 | 19776487.8082 | 9208804.1822 | 18411335.9984 | 15137135.208 | 46549.3 | 273915.64 | 883359.23 | 478588.64 | 808222 | 1151586.729 | 1646833.1182 | 1251579.7471 | 1125868.4032 | 869478.1487 | 930260.1632
Grid R&R | AC Stations | ACS Outdoor Circuit Breakers | 718992.5808 | 6969030.3864 | 4267622.6896 | 2602214.3498 | 6935585.4886 | 2224305.8118 | 3537042 | 3998211 | 3441732 | 2463882 | 3274442 | 14986.7304 | 159591.8634 | 158173.7275 | 84228.5416 | 202602.5838 | 56657.2058 | 133401 | 224193 | 231440 | 91117 | 196596 | 733979.3112 | 7128622.2498 | 4425796.4171 | 2686442.8914 | 7138188.0724 | 2280963.0176 | 3670443 | 4222404 | 3673172 | 2554999 | 3471038 | -34350.3012 | -115484.3598 | -30095.8671 | 0.26864 | 99933.9276 | 75271.5534 | 201874.365 | 325547.3484 | 366215.2484 | 313753.8772 | 508159.9632 | 0 | 0 | 0 | 0 | 0 | 0 | 308703.5576 | 393794.7496 | 350304.6282 | 238825.2024 | 316412.4984 | 699629.01 | 7013137.89 | 4395700.55 | 2686443.16 | 7238122 | 2356234.571 | 4181020.9226 | 4941746.098 | 4389691.8766 | 3107578.0796 | 4295610.4616 | 398054.89 | 4544599.74 | 5760878.18 | 1878984.56 | 8759654.94 | 2575796.76 | 3224118.2804 | 4652612.3238 | 5669066.9907 | 2104833.5581 | 4586062.7596 | 14285.35 | 157006.46 | 157098.13 | 84228.55 | 205439 | 58526.888 | 151957.7728 | 262387.2601 | 276586.6306 | 110823.242 | 243298.9182
Grid R&R | AC Stations | ACS Indoor Switchgear | 2664423.7012 | 5681067.2915 | 9605872.5432 | 1648577.6051 | 2435686.0998 | 8672145 | 3702789 | 8296216 | 7278608 | 6514199 | 766947 | 92556.1674 | 112994.2069 | 123643.6897 | 121397.8379 | 102667.8216 | 359728 | 130133 | 455541 | 948384 | 504692 | 49534 | 2756979.8686 | 5794061.4984 | 9729516.2329 | 1769975.443 | 2538353.9214 | 9031873 | 3832922 | 8751757 | 8226992 | 7018891 | 816481 | -129026.9186 | -93864.3484 | -66161.7029 | 0.177 | 35536.7406 | 298051.809 | 210810.71 | 674760.4647 | 820231.1024 | 861919.8148 | 119532.8184 | 0 | 0 | 0 | 0 | 0 | 0 | 194470.371 | 498389.5416 | 504877.5336 | 435910.113 | 50707.786 | 2627952.95 | 5700197.15 | 9663354.53 | 1769975.62 | 2573890.662 | 9329924.809 | 4238203.081 | 9924907.0063 | 9552100.636 | 8316720.9278 | 986721.6044 | 7028137.02 | 898617.73 | 14159064.95 | 231508.09 | 4589307.27 | 5576038.964 | 5996537.1534 | 1934673.5439 | 16533578.1112 | 6618543.8424 | 6087139.7458 | 88224.53 | 111163.69 | 122802.9 | 121397.85 | 104105.162 | 371599.024 | 143892.8474 | 516605.0808 | 1101138.7165 | 598012.2226 | 59862.0966
Grid R&R | AC Stations | ACS Power Transformers | 35393961.9779 | 25020117.3149 | 15178428.6432 | 19900213.63 | 27633599.8299 | 27119139.495 | 12353818.3673 | 22637082 | 20554378 | 14930224 | 24059536 | 1059266.6284 | 1128045.6775 | 1527857.6277 | 769620.973 | 788183.792 | 908174.296 | 683241.4646 | 1494433.695 | 1708410 | 719943 | 1730139 | 36453228.6063 | 26148162.9924 | 16706286.2709 | 20669834.603 | 28421783.6218 | 28027313.7911 | 13037059.8319 | 24131515.695 | 22262788 | 15650167 | 25789675 | -1706014.5463 | -423602.7324 | -113604.4509 | 2.067 | 397902.2182 | 924899.1889 | 717038.2181 | 1860539.8575 | 2219599.9636 | 1921840.5076 | 3775608.42 | 0 | 0 | 0 | 0 | 0 | 0 | 841336.3664 | 1738451.499 | 1647446.2639 | 1093864.304 | 1674971.5042 | 34747214.06 | 25724560.26 | 16592681.82 | 20669836.67 | 28819685.84 | 28952212.98 | 14595434.4164 | 27730507.0515 | 26129834.2275 | 18665871.8116 | 31240254.9242 | 16570585.14 | 22674482.51 | 33704737.34 | 10341224.03 | 39634227.27 | 23951527.43 | 9950335.2536 | 31787941.7889 | 23577164.9325 | 14620844.4528 | 16914819.5062 | 1009692.85 | 1109771.23 | 1517468.04 | 769621.05 | 799218.288 | 938143.98 | 760950.2698 | 1715853.2998 | 2005160.7948 | 858672.2444 | 2095799.3279
Grid R&R | AC Stations | ACS Buildings & Grounds | 10779149.1496 | 7601229.0246 | 6062527.7069 | 3174235.0026 | 5979454.1886 | 6541512.292 | 4321028.5326 | 5068542.47 | 3968321.7115 | 5414927.4855 | 3104112 | 316647.2408 | 220302.5015 | 139391.3554 | 87911.1512 | 167652.7707 | 252354.2952 | 112509.6317 | 198538.3513 | 198618 | 356043.7408 | 176232 | 11095796.3904 | 7821531.5261 | 6201919.0623 | 3262146.1538 | 6147106.9593 | 6793866.5872 | 4433538.1643 | 5267080.8213 | 4166939.7115 | 5770971.2263 | 3280344 | -519284.3204 | -126709.5561 | -42173.6823 | 0.32621 | 86058.9187 | 224197.3938 | 243844.5507 | 406091.9172 | 415443.8554 | 708675.2621 | 480242.3616 | 0 | 0 | 0 | 0 | 0 | 0 | 146299.3342 | 232701.8301 | 211393.371 | 365216.599 | 236184.7212 | 10576512.07 | 7694821.97 | 6159745.38 | 3262146.48 | 6233165.878 | 7018063.981 | 4823682.0492 | 5905874.5686 | 4793776.9379 | 6844863.0874 | 3996771.0828 | 5404753.87 | 13313760.75 | 7029887.21 | 874166.89 | 7739994.468 | 8215378.741 | 4258737.8337 | 5310811.1605 | 3409823.2123 | 8279925.5361 | 5105669.9833 | 301828.12 | 216733.58 | 138443.48 | 87911.16 | 169999.894 | 260681.975 | 122324.9566 | 222648.5901 | 229271.0514 | 422379.5415 | 214721.0436
Grid R&R | AC Stations | ACS Buildings & Seismic | 0 | 0 | 603014.6612 | 1517595.6082 | 6476904.4087 | 3249324 | 3210215 | 0 | 0 | 0 | 0 | 0 | 0 | 5744.614 | 67373.3533 | 228079.6845 | 294768 | 116697 | 0 | 0 | 0 | 0 | 0 | 0 | 608759.2752 | 1584968.9615 | 6704984.0932 | 3544092 | 3326912 | 0 | 0 | 0 | 0 | 0 | 0 | -4139.6252 | 0.1585 | 93869.3568 | 116955.036 | 182980.16 | 0 | 0 | 0 | 0 | 0 | 0 | 0 | 0 | 0 | 0 | 122220.2537 | 0 | 0 | 0 | 0 | 0 | 0 | 604619.65 | 1584969.12 | 6798853.45 | 3661047.036 | 3632112.4137 | 0 | 0 | 0 | 0 | 0 | 0 | 0 | 498776.73 | 6543566.27 | 3661047.036 | 3632112.4137 | 0 | 0 | 0 | 0 | 0 | 0 | 5705.55 | 67373.36 | 231272.786 | 304495.344 | 127402.4161 | 0 | 0 | 0 | 0
Grid R&R | AC Stations | ACS Dynamic Reactive Power | 0 | 6305561.6293 | 18683463.5783 | 6579173.0121 | 8943787.8539 | 14305461.9174 | 2342092 | 1299903 | 2016210 | 1187985 | 1879707 | 0 | 120923.5937 | 933967.0915 | 916371.2684 | 1009802.8598 | 597139.1938 | 84926 | 51870 | 88236 | 77557 | 119349 | 0 | 6426485.223 | 19617430.6698 | 7495544.2804 | 9953590.7137 | 14902601.1112 | 2427018 | 1351773 | 2104446 | 1265542 | 1999056 | 0 | -104109.673 | -133400.5298 | 0.74955 | 139349.2863 | 491784.4888 | 133485.99 | 104221.6983 | 209813.2662 | 155408.5576 | 292661.7984 | 0 | 0 | 0 | 0 | 0 | 0 | 108794.657 | 67873.2363 | 115633.7532 | 73001.82 | 119522.536 | 0 | 6322375.55 | 19484030.14 | 7495545.03 | 10092940 | 15394385.6 | 2669298.647 | 1523867.9346 | 2429893.0194 | 1493952.3776 | 2411240.3344 | 0 | 0 | 9610006.86 | 13922838.2 | 754106 | 34502325.26 | 2606704.9295 | 1404612.1394 | 2142103.4753 | 1202764.8704 | 3172066.8984 | 0 | 118964.62 | 927616.02 | 916371.36 | 1023940 | 616844.732 | 93403.787 | 58473.597 | 101881.4652 | 91554.8168 | 143957.5344
Grid R&R | AC Stations | ACS Capacitors & Reactors | 0 | 0 | 0 | 0 | 0 | 0 | 1962494 | 771984 | 900848 | 1623969 | 1185632 | 0 | 0 | 0 | 0 | 0 | 0 | 70025 | 46966 | 118634 | 58268 | 42496 | 0 | 0 | 0 | 0 | 0 | 0 | 2032519 | 818950 | 1019482 | 1682237 | 1228128 | 0 | 0 | 0 | 0 | 0 | 0 | 111788.545 | 63141.045 | 101642.3554 | 206578.7036 | 179797.9392 | 0 | 0 | 0 | 0 | 0 | 0 | 147411.1366 | 66809.1075 | 86709.6312 | 141662.08 | 101611.4862 | 0 | 0 | 0 | 0 | 0 | 0 | 2291718.6816 | 948900.1525 | 1207833.9866 | 2030477.7836 | 1509537.4254 | 0 | 0 | 0 | 0 | 0 | 0 | 1994131.3157 | -46426.2413 | 2500747.7463 | 2030477.7836 | 1509537.4254 | 0 | 0 | 0 | 0 | 0 | 0 | 78955.0629 | 54418.5236 | 140551.9522 | 70330.1104 | 52233.4282
Grid R&R | AC Stations | ACS Power Cables | 38055.8577 | 497965.2139 | 391675.8759 | 2900.4597 | 0 | 0 | 617498 | 0 | 0 | 5039693 | 1222754 | 358.162 | 8636.6953 | 4623.4298 | 0 | 0 | 0 | 22133 | 0 | 0 | 156561 | 67275 | 38414.0198 | 506601.9092 | 396299.3057 | 2900.4597 | 0 | 0 | 639631 | 0 | 0 | 5196254 | 1290029 | -1797.7798 | -8206.9992 | -2694.8757 | 0.00029005 | 0 | 0 | 35179.705 | 0 | 0 | 638099.9912 | 188860.2456 | 0 | 0 | 0 | 0 | 0 | 0 | 28143.7728 | 0 | 0 | 299194.8327 | 75908.0634 | 36616.24 | 498394.91 | 393604.43 | 2900.46 | 0 | 0 | 702954.4778 | 0 | 0 | 6133548.8239 | 1554797.309 | 0 | 535011.15 | 393604.43 | 2900.46 | 0 | 0 | 702954.4778 | 0 | 0 | -307071.2036 | 7995417.3365 | 341.4 | 8496.78 | 4591.99 | 0 | 0 | 0 | 24324.1714 | 0 | 0 | 184801.3055 | 81082.6744
Grid R&R | AC Stations | ACS Structures & Buswork | 5303512.7482 | 1549590.3209 | 1226474.7333 | 504045.0496 | 3758468.8081 | 12340974.8072 | 2938873.9571 | 2218863.9172 | 2694668 | 1791058 | 65548 | 192169.0077 | 167287.1477 | 100008.9712 | 44741.8155 | 106948.7284 | 804629.6845 | 627430.1443 | 205106.3582 | 155045 | 345325 | 2349 | 5495681.7559 | 1716877.4686 | 1326483.7045 | 548786.8651 | 3865417.5365 | 13145604.4918 | 3566304.1014 | 2423970.2754 | 2849713 | 2136383 | 67897 | -257198.4259 | -27813.5786 | -9020.2245 | 0.054879 | 54115.4635 | 433803.6352 | 196146.3436 | 186887.9966 | 284116.3861 | 262347.8324 | 9940.1208 | 0 | 0 | 0 | 0 | 0 | 0 | 0 | 116520.6327 | 214632.9102 | 159211.3182 | 5953.5343 | 5238483.33 | 1689063.89 | 1317463.48 | 548786.92 | 3919533 | 13579408.127 | 3762450.445 | 2727378.9047 | 3348462.2963 | 2557942.1506 | 83790.6551 | 4323124.85 | 2975909.71 | 1931751.33 | 1341595.95 | 401822.4 | 736032.127 | 13865617.445 | 8384523.8251 | 44161.4538 | 6796007.0727 | 83790.6551 | 183175.48 | 164577.08 | 99328.9 | 44741.82 | 108446 | 831182.382 | 661938.735 | 224890.735 | 182061.0379 | 413124.9511 | 2898.8945
Grid R&R | AC Stations | ACS Instrument Transformers | 1971430.1473 | 3445464.6049 | 1273578.8058 | 1069987.003 | 770021.7713 | 1531663.2164 | 3731305.8216 | 3468791 | 3515962 | 2865953 | 1379731 | 41728.676 | 90453.2005 | 36306.7798 | 31316.6969 | 32716.9657 | 41107.4767 | 146133.9492 | 163008 | 149094 | 137670 | 49449 | 2013158.8233 | 3535917.8054 | 1309885.5856 | 1101303.6999 | 802738.737 | 1572770.6931 | 3877439.7708 | 3631799 | 3665056 | 3003623 | 1429180 | -94216.0233 | -57282.2054 | -8907.3556 | 0.11013 | 11238.263 | 51901.3449 | 213259.1742 | 280011.7029 | 365406.0832 | 368844.9044 | 209231.952 | 0 | 0 | 0 | 0 | 0 | 0 | 330755.1975 | 354769.3888 | 366505.63 | 294038.937 | 136298.64 | 1918942.8 | 3478635.6 | 1300978.23 | 1101303.81 | 813977 | 1624672.038 | 4421454.1425 | 4266580.0917 | 4396967.7132 | 3666506.8414 | 1774710.592 | 1116602.81 | 3718117.57 | 1654845.34 | 939061.04 | 1382984.41 | 1374623.302 | 4171787.7996 | 4441002.1358 | 4269146.879 | 4119620.7104 | 1774710.592 | 39775.77 | 88987.85 | 36059.89 | 31316.7 | 33175 | 42464.022 | 165857.8438 | 191499.1904 | 178868.0668 | 168053.064 | 61404.2448
Grid R&R | AC Stations | ACS Disconnectors & E/S | 1593539.2895 | 1593470.2397 | 2121512.6726 | 2664791.6735 | 413218.9752 | 453888.6896 | 2464985.9345 | 2407347 | 630272 | 3039618 | 2864779 | 51194.875 | 25680.6185 | 102275.9267 | 169369.0931 | 175850.1158 | 15567.708 | 94655.9628 | 89445.3271 | 22618 | 109076 | 102681 | 1644734.1644 | 1619150.8582 | 2223788.5993 | 2834160.7666 | 589069.0909 | 469456.3976 | 2559641.8973 | 2496792.3271 | 652890 | 3148694 | 2967460 | -76973.7144 | -26230.3982 | -15121.9893 | 0.28342 | 8246.9091 | 15492.0444 | 140780.3027 | 192502.6883 | 65093.133 | 386659.6232 | 434436.144 | 0 | 0 | 0 | 0 | 0 | 0 | 239177.3694 | 251459.8845 | 66457.2684 | 311555.01 | 284251.422 | 1567760.45 | 1592920.46 | 2208666.61 | 2834161.05 | 597316 | 484948.442 | 2939599.5694 | 2940754.8999 | 784440.4014 | 3846908.6332 | 3686147.566 | 1066958.93 | 1710622.85 | 1425529.58 | 1334989.03 | 3613238.26 | 386352.442 | 3003445.341 | 2981541.1283 | 784440.4014 | 3846908.6332 | 3686147.566 | 48798.95 | 25264.59 | 101580.44 | 169369.11 | 178312 | 16081.442 | 108123.183 | 105292.8612 | 27175.2482 | 133263.3308 | 127549.2334
Grid R&R | AC Stations | ACS Other Station Equipment | 2393364.6101 | 585356.9382 | 1557234.6746 | 3089454.8211 | 1233606.6291 | 19772.5093 | 1002250 | 1045813 | 1091470 | 823362 | 972158 | 110222.4406 | 60807.4566 | 20733.3791 | 67916.5832 | 20460.5543 | 0 | 38384 | 81402 | 127485 | 29539 | 34842 | 2503587.0507 | 646164.3948 | 1577968.0537 | 3157371.4043 | 1254067.1834 | 19772.5093 | 1040634 | 1127215 | 1218955 | 852901 | 1007000 | -117168.1107 | -10467.9248 | -10730.3437 | 0.31574 | 17556.8166 | 652.4907 | 57234.87 | 86908.2765 | 121529.8135 | 104736.2428 | 147424.8 | 0 | 0 | 0 | 0 | 0 | 0 | 66929.1844 | 79498.314 | 89561.1478 | 61768.0208 | 71232 | 2386418.94 | 635696.47 | 1567237.71 | 3157371.72 | 1271624 | 20425 | 1164798.0544 | 1293621.5905 | 1430045.9613 | 1019405.2636 | 1225656.8 | 1821263.82 | 1531374.53 | 2039488.4 | 1147298.13 | 3387057.25 | 20425 | 519089.5604 | 583606.8597 | 2785769.1861 | 1019405.2636 | 1225656.8 | 105064.02 | 59822.37 | 20592.39 | 67916.59 | 20747 | 0 | 42963.8044 | 93419.0562 | 149562.0655 | 35305.6564 | 42407.496
Grid R&R | Secondary Assets | SA Substation Mgmt Systems | 2280450.8242 | 2721461.8412 | 2471838.071 | 2934379.8866 | 4523342.7417 | 2925167 | 6744500 | 6744500 | 6744500 | 6744500 | 6744500 | 63467.0541 | 144257.5358 | 154789.585 | 175330.0525 | 240924.9598 | 97723 | 255500 | 255500 | 255500 | 255500 | 255500 | 2343917.8784 | 2865719.377 | 2626627.656 | 3109709.939 | 4764267.7014 | 3022890 | 7000000 | 7000000 | 7000000 | 7000000 | 7000000 | -109695.5784 | -46424.927 | -17861.336 | 0.31097 | 66699.3526 | 99755.37 | 385000 | 539700 | 697900 | 859600 | 1024800 | 0 | 0 | 0 | 0 | 0 | 0 | 158310.399 | 140970.9054 | 133489.2717 | 149259.9574 | 128123.6892 | 2234222.3 | 2819294.45 | 2608766.32 | 3109710.25 | 4830967.054 | 3122645.37 | 7543310.399 | 7680670.9054 | 7831389.2717 | 8008859.9574 | 8152923.6892 | 823779.3 | 1475699.59 | 3283329.8536 | 3041138.12 | 6731368.454 | 3089283.602 | 7354276.119 | 7905773.7568 | 7653183.2817 | 8179812.6089 | 8157470.2243 | 60496.79 | 141920.55 | 153737 | 175330.07 | 244297.888 | 100947.859 | 275130.605 | 280295.6522 | 285604.2928 | 292107.51 | 297355.7486
Grid R&R | Secondary Assets | SA Metering | 1972686.6938 | 7132293.3418 | 6658202.8788 | 4732090.9368 | 3502267.2692 | 0 | 560000 | 559993 | 559993 | 559993 | 560000 | 57669.6658 | 189128.3168 | 57236.7155 | 49749.185 | 33782.7703 | 0 | 20069 | 20090 | 20090 | 20090 | 20069 | 2030356.3596 | 7321421.6586 | 6715439.5943 | 4781840.1218 | 3536050.0395 | 0 | 580069 | 580083 | 580083 | 580083 | 580069 | -95020.8696 | -118607.7286 | -45665.6743 | 0.47818 | 49504.4085 | 0 | 31903.795 | 44724.3993 | 57834.2751 | 71234.1924 | 84922.1016 | 0 | 0 | 0 | 0 | 0 | 0 | 23608.8083 | 26509.7931 | 29178.1749 | 30802.4073 | 32077.8157 | 1935335.49 | 7202813.93 | 6669773.92 | 4781840.6 | 3585554.448 | 0 | 635581.6033 | 651317.1924 | 667095.45 | 682119.5997 | 697068.9173 | 0 | 7100250.85 | 8191891.34 | 4421777.24 | 4447294.828 | 0 | 635581.6033 | 651317.1924 | 667095.45 | 682119.5997 | 697068.9173 | 54970.72 | 186064.42 | 56847.5 | 49749.19 | 34255.728 | 0 | 21989.6033 | 22557.052 | 23103.5 | 23623.831 | 24116.9173
Grid R&R | Secondary Assets | SA BZ Protection | 5850250.7903 | 1487859.4041 | 606273.1191 | 740077.296 | 1148345.2796 | 682947.4071 | 2292136.9324 | 3320198 | 3013203 | 2562181 | 2266930 | 245363.0122 | 160143.0426 | 153913.0041 | 12128.5188 | 34552.2716 | 26340.5838 | 91198 | 119127 | 105971 | 123231 | 81250 | 6095613.8024 | 1648002.4467 | 760186.1232 | 752205.8148 | 1182897.5512 | 709287.9909 | 2383334.9324 | 3439325 | 3119174 | 2685412 | 2348180 | -285275.3024 | -26697.7967 | -5169.3432 | 0.075221 | 16560.4488 | 23406.4531 | 131083.4026 | 265171.9575 | 310981.6478 | 329768.5936 | 343773.552 | 0 | 0 | 0 | 0 | 0 | 0 | 95915.5092 | 163024.005 | 152839.526 | 127825.6112 | 107311.826 | 5810338.5 | 1621304.65 | 755016.78 | 752205.89 | 1199458 | 732694.444 | 2610333.8442 | 3867520.9625 | 3582995.1738 | 3143006.2048 | 2799265.378 | 5208593.56 | 4525074.11 | 1371648.07 | 1793417.83 | 1467294.38 | 775598.625 | 2778550.6632 | 3867520.9625 | 3207804.4824 | 3518196.8962 | 2799265.378 | 233880 | 157548.71 | 152866.38 | 12128.52 | 35036 | 27209.821 | 100190.1228 | 133958.3115 | 121728.8877 | 144229.5624 | 96858.125
Grid R&R | Secondary Assets | SA Line Protection | 4057011.5649 | 5348680.8088 | 2694651.0218 | 1608651.2291 | 3599701.5298 | 3308775.7219 | 5126715 | 4801632 | 4686203 | 4721727 | 4220780 | 66665.827 | 107377.1094 | 83178.4419 | 53946.8846 | 99030.4633 | 119740.4643 | 183743 | 172292 | 168144 | 169426 | 151274 | 4123677.3919 | 5456057.9182 | 2777829.4637 | 1662598.1137 | 3698731.993 | 3428516.1863 | 5310458 | 4973924 | 4854347 | 4891153 | 4372054 | -192988.4919 | -88388.6582 | -18889.5237 | 0.16626 | 51781.887 | 113140.8597 | 292075.19 | 383489.5404 | 483978.3959 | 600633.5884 | 640068.7056 | 0 | 0 | 0 | 0 | 0 | 0 | 259681.3962 | 266104.934 | 268445.3891 | 265589.6079 | 231281.6566 | 3930688.9 | 5367669.26 | 2758939.94 | 1662598.28 | 3750513.88 | 3541657.046 | 5862214.5862 | 5623518.4744 | 5606770.785 | 5757376.1963 | 5243404.3622 | 1527675.8 | 6013487.47 | 4242719.71 | 921710.57 | 5218463.08 | 3541657.046 | 5862214.5862 | 5623518.4744 | 5606770.785 | 5757376.1963 | 5243404.3622 | 63545.86 | 105637.59 | 82612.82 | 53946.89 | 100416.88 | 123691.894 | 202833.8977 | 194793.3352 | 194206.32 | 199431.3446 | 181422.9082
Grid R&R | Secondary Assets | SA Transformer Protection | 1394646.498 | 1450109.2277 | 2734463.8532 | 1562164.5438 | 2249531.7774 | 2195744.9063 | 2537772 | 2639744 | 2768818 | 2985697 | 3105523 | 57693.2915 | 49623.4954 | 88094.3103 | 61738.7438 | 71519.7308 | 77724.0685 | 90956 | 94234 | 106244 | 104852 | 144006 | 1452339.7895 | 1499732.723 | 2822558.1635 | 1623903.2876 | 2321051.5083 | 2273468.9748 | 2628728 | 2733978 | 2875062 | 3090549 | 3249529 | -67969.6395 | -24295.813 | -19193.6835 | 0.16239 | 32494.4917 | 75024.3752 | 144580.04 | 210789.7038 | 286643.6814 | 379519.4172 | 475731.0456 | 0 | 0 | 0 | 0 | 0 | 0 | 144054.2944 | 160484.5086 | 171066.189 | 176779.4028 | 177099.3305 | 1384370.15 | 1475436.91 | 2803364.48 | 1623903.45 | 2353546 | 2348493.35 | 2917362.3344 | 3105252.2124 | 3332771.8704 | 3646847.82 | 3902359.3761 | 974429.1 | 1599799.11 | 2822332.34 | 1560651.73 | 3104874.14 | 2370107.35 | 2917362.3344 | 3023401.9212 | 3414622.1616 | 3238679.92 | 4227637.9705 | 54993.24 | 48819.59 | 87495.26 | 61738.75 | 72521 | 80288.96 | 100942.9688 | 107030.9772 | 123158.0448 | 123725.36 | 172936.8054
Grid R&R | Secondary Assets | SA Batteries & DC Systems | 1045140.9556 | 1420518.2815 | 1413200.7795 | 839549.526 | 1919824.6447 | 1436123.4353 | 2052358 | 1844686 | 1782470 | 1567887 | 1770195 | 25663.0848 | 28519.7425 | 43207.7974 | 26811.7673 | 51280.0839 | 7887.329 | 73381 | 68941 | 63964 | 56265 | 63455 | 1070804.0404 | 1449038.0241 | 1456408.5769 | 866361.2934 | 1971104.7286 | 1444010.7643 | 2125739 | 1913627 | 1846434 | 1624152 | 1833650 | -50113.7304 | -23474.5541 | -9903.7269 | 0.086636 | 27595.2714 | 47652.2057 | 116915.645 | 147540.6417 | 184089.4698 | 199445.8656 | 268446.36 | 0 | 0 | 0 | 0 | 0 | 0 | 88965.1204 | 74440.0903 | 63332.6862 | 46613.1624 | 42357.315 | 1020690.31 | 1425563.47 | 1446504.85 | 866361.38 | 1998700 | 1491662.97 | 2331619.7654 | 2135607.732 | 2093856.156 | 1870211.028 | 2144453.675 | 589317.12 | 1783653.46 | 1298397.14 | 995663.34 | 2436105.91 | 1518826.97 | 2300202.1754 | 2167025.322 | 2093856.156 | 1870211.028 | 2144453.675 | 24462.05 | 28057.72 | 42913.98 | 26811.77 | 51998 | 8147.61 | 80488.0972 | 76938.156 | 72535.176 | 64789.1475 | 74210.6225
Grid R&R | Secondary Assets | SA Feeder Protection | 459449.605 | 1201836.9328 | 1314638.6469 | 608404.2792 | 1155133.2487 | 11295.2577 | 1041165 | 428715 | 428715 | 918675 | 367470 | 7718.2446 | 40502.0369 | 35481.8603 | 28530.2571 | 36484.2245 | 0 | 37315 | 15379 | 15379 | 32955 | 13170 | 467167.8495 | 1242338.9697 | 1350120.5072 | 636934.5363 | 1191617.4731 | 11295.2577 | 1078480 | 444094 | 444094 | 951630 | 380640 | -21863.4995 | -20126.0097 | -9180.9572 | 0.063693 | 16682.5269 | 372.7423 | 59316.4 | 34239.6474 | 44276.1718 | 116860.164 | 55725.696 | 0 | 0 | 0 | 0 | 0 | 0 | 61257.664 | 27222.9622 | 27667.0562 | 57097.8 | 21810.672 | 445304.35 | 1222212.96 | 1340939.55 | 636934.6 | 1208300 | 11668 | 1199054.064 | 505556.6096 | 516037.228 | 1125587.964 | 458176.368 | 169358.39 | 1375833.43 | 745152.07 | 1117775.72 | 1443021.63 | 11668 | 1199054.064 | 505556.6096 | 516037.228 | 1125587.964 | 458176.368 | 7357.03 | 39845.9 | 35240.58 | 28530.26 | 36995 | 0 | 41486.817 | 17507.4536 | 17870.398 | 38979.174 | 15852.729
Grid R&R | HVDC Stations | HVDC | 5352476.6116 | 6752387.5213 | 4972477.4741 | 3133403.8867 | 4326736.1219 | 850706.5902 | 2961396 | 5598414 | 3125485 | 4678109 | 3868166 | 183590.9225 | 406435.9715 | 173271.071 | 152358.0348 | 136788.968 | 32171 | 91279 | 464008 | 115159 | 211171 | 319835 | 5536067.5342 | 7158823.4928 | 5145748.545 | 3285761.9214 | 4463525.0898 | 882877.5902 | 3052675 | 6062422 | 3240644 | 4889280 | 4188001 | -259088.4842 | -115973.6228 | -34991.615 | 0.32858 | 62488.9102 | 29134.9548 | 167897.125 | 467412.7362 | 323092.2068 | 600403.584 | 613123.3464 | 0 | 0 | 0 | 0 | 0 | 0 | 158128.565 | 337676.9054 | 185688.9012 | 273310.752 | 226152.054 | 5276979.05 | 7042849.87 | 5110756.93 | 3285762.25 | 4526014 | 912012.545 | 3378700.69 | 6867511.6416 | 3749425.108 | 5762994.336 | 5027276.4004 | 871578.83 | 10125442.4 | 6126258.21 | 2800490.37 | 5001712.52 | 2590736.545 | 897364.6632 | 9394103.0976 | 2911762.0724 | 3780165.1581 | 7623316.3471 | 174998.85 | 399851.67 | 172092.81 | 152358.05 | 138704 | 33232.643 | 101027.5972 | 525628.2624 | 133238.963 | 248907.2577 | 383929.934
Grid E&D | Grid E&D RCP1 <5mil | GD High Impact Low Probability | 0 | 0 | 0 | 0 | 815297.9098 | 1641914.011 | 0 | 0 | 0 | 0 | 0 | 0 | 0 | 0 | 0 | 27174.5589 | 56971.9323 | 0 | 0 | 0 | 0 | 0 | 0 | 0 | 0 | 0 | 842472.4687 | 1698885.9433 | 0 | 0 | 0 | 0 | 0 | 0 | 0 | 0 | 0 | 11794.5313 | 56063.0567 | 0 | 0 | 0 | 0 | 0 | 0 | 0 | 0 | 0 | 0 | 0 | 0 | 0 | 0 | 0 | 0 | 0 | 0 | 0 | 0 | 854267 | 1754949 | 0 | 0 | 0 | 0 | 0 | 0 | 0 | 0 | 0 | 0 | 2609216 | 0 | 0 | 0 | 0 | 0 | 0 | 0 | 0 | 0 | 27555 | 58852 | 0 | 0 | 0 | 0 | 0
Grid E&D | Grid E&D RCP1 <5mil | GD Remove Branch Component | 0 | 0 | 0 | 0 | 513007.9395 | 551715.4485 | 0 | 0 | 0 | 0 | 0 | 0 | 0 | 0 | 0 | 17100.5934 | 35847.0511 | 0 | 0 | 0 | 0 | 0 | 0 | 0 | 0 | 0 | 530108.5329 | 587562.4996 | 0 | 0 | 0 | 0 | 0 | 0 | 0 | 0 | 0 | 7421.4671 | 19389.5004 | 0 | 0 | 0 | 0 | 0 | 0 | 0 | 0 | 0 | 0 | 0 | 0 | 0 | 0 | 0 | 0 | 0 | 0 | 0 | 0 | 537530 | 606952 | 0 | 0 | 0 | 0 | 0 | 0 | 0 | 0 | 0 | 0 | 1144482 | 0 | 0 | 0 | 0 | 0 | 0 | 0 | 0 | 0 | 17340 | 37030 | 0 | 0 | 0 | 0 | 0
Grid E&D | Grid E&D RCP2 <20mil | Otahuhu-Wiri transmission capacity | 0 | 0 | 0 | 0 | 0 | 0 | 300000 | 0 | 0 | 0 | 0 | 0 | 0 | 0 | 0 | 0 | 0 | 0 | 0 | 0 | 0 | 0 | 0 | 0 | 0 | 0 | 0 | 0 | 300000 | 0 | 0 | 0 | 0 | 0 | 0 | 0 | 0 | 0 | 0 | 16500 | 0 | 0 | 0 | 0 | 0 | 0 | 0 | 0 | 0 | 0 | 18600 | 1.1642e-10 | 0 | 0 | 0 | 0 | 0 | 0 | 0 | 0 | 0 | 335100 | 0 | 0 | 0 | 0 | 0 | 0 | 0 | 0 | 0 | 0 | 0 | 0 | -54175.9334 | 0 | 0 | 0 | 0 | 0 | 0 | 0 | 0 | 0 | 0 | 0 | 0 | 0
Grid E&D | Grid E&D RCP2 <20mil | Relieve generation constraints | 0 | 0 | 0 | 0 | 0 | 0 | 0 | 0 | 1445250 | 3564950 | 770800 | 0 | 0 | 0 | 0 | 0 | 0 | 0 | 0 | 54750 | 135050 | 29200 | 0 | 0 | 0 | 0 | 0 | 0 | 0 | 0 | 1500000 | 3700000 | 800000 | 0 | 0 | 0 | 0 | 0 | 0 | 0 | 0 | 149550 | 454360 | 117120 | 0 | 0 | 0 | 0 | 0 | 0 | 0 | 0 | 108600 | 258630 | 53440 | 0 | 0 | 0 | 0 | 0 | 0 | 0 | 0 | 1758150 | 4412990 | 970560 | 0 | 0 | 0 | 0 | 0 | 0 | 0 | 0 | 0 | 5524556.5825 | 1594208.2839 | 0 | 0 | 0 | 0 | 0 | 0 | 0 | 0 | 64172.475 | 161074.135 | 35425.44
Grid E&D | Grid E&D RCP2 <20mil | Upper North Island reactive support 2012 - 2020 | 0 | 0 | 0 | 0 | 0 | 0 | 0 | 0 | 3757650 | 3950350 | 0 | 0 | 0 | 0 | 0 | 0 | 0 | 0 | 0 | 142350 | 149650 | 0 | 0 | 0 | 0 | 0 | 0 | 0 | 0 | 0 | 3900000 | 4100000 | 0 | 0 | 0 | 0 | 0 | 0 | 0 | 0 | 0 | 388830 | 503480 | 0 | 0 | 0 | 0 | 0 | 0 | 0 | 0 | 0 | 310050 | 329230 | 0 | 0 | 0 | 0 | 0 | 0 | 0 | 0 | 0 | 4598880 | 4932710 | 0 | 0 | 0 | 0 | 0 | 0 | 0 | 0 | 0 | 0 | 9624796.3907 | -12781.0791 | 0 | 0 | 0 | 0 | 0 | 0 | 0 | 0 | 167859.12 | 180043.915 | 0
Grid E&D | Grid E&D RCP2 <20mil | Bus section fault reliability | 0 | 0 | 0 | 0 | 0 | 0 | 0 | 0 | 1830650 | 4335750 | 0 | 0 | 0 | 0 | 0 | 0 | 0 | 0 | 0 | 69350 | 164250 | 0 | 0 | 0 | 0 | 0 | 0 | 0 | 0 | 0 | 1900000 | 4500000 | 0 | 0 | 0 | 0 | 0 | 0 | 0 | 0 | 0 | 189430 | 552600 | 0 | 0 | 0 | 0 | 0 | 0 | 0 | 0 | 0 | 177460 | 402750 | 0 | 0 | 0 | 0 | 0 | 0 | 0 | 0 | 0 | 2266890 | 5455350 | 0 | 0 | 0 | 0 | 0 | 0 | 0 | 0 | 0 | 2266890 | 5455350 | -9.3132e-10 | 0 | 0 | 0 | 0 | 0 | 0 | 0 | 0 | 82741.485 | 199120.275 | 0
Grid E&D | Grid E&D RCP2 <20mil | Wellington Supply Security | 0 | 0 | 0 | 0 | 0 | 0 | 0 | 0 | 0 | 0 | 0 | 0 | 0 | 0 | 0 | 0 | 0 | 0 | 0 | 0 | 0 | 0 | 0 | 0 | 0 | 0 | 0 | 0 | 0 | 0 | 0 | 0 | 0 | 0 | 0 | 0 | 0 | 0 | 0 | 0 | 0 | 0 | -5.8208e-11 | 0 | 0 | 0 | 0 | 0 | 0 | 0 | 0 | 0 | 0 | 0 | -2.9104e-11 | 0 | 0 | 0 | 0 | 0 | 0 | 0 | 0 | 0 | 0 | 0 | 0 | 0 | 0 | 0 | 0 | 0 | 0 | 0 | -635.1064 | -692.3423 | 1327.4487 | 0 | 0 | 0 | 0 | 0 | 0 | 0 | 0 | 0 | 0 | 0
Grid E&D | Grid E&D RCP2 <20mil | Otahuhu and Penrose interconnection capacity | 0 | 0 | 0 | 0 | 0 | 0 | 0 | 0 | 1830650 | 6840850 | 1927000 | 0 | 0 | 0 | 0 | 0 | 0 | 0 | 0 | 69350 | 259150 | 73000 | 0 | 0 | 0 | 0 | 0 | 0 | 0 | 0 | 1900000 | 7100000 | 2000000 | 0 | 0 | 0 | 0 | 0 | 0 | 0 | 0 | 189430 | 871880 | 292800 | 0 | 0 | 0 | 0 | 0 | 0 | 0 | 0 | 133000 | 460080 | 117600 | 0 | 0 | 0 | 0 | 0 | 0 | 0 | 0 | 2222430 | 8431960 | 2410400 | 0 | 0 | 0 | 0 | 0 | 0 | 0 | 0 | 0 | 1935875.8824 | 11162924.1176 | 0 | 0 | 0 | 0 | 0 | 0 | 0 | 0 | 81118.695 | 307766.54 | 87979.6
Grid E&D | Grid E&D RCP2 <20mil | Bunnythorpe interconnection capacity | 0 | 0 | 0 | 0 | 0 | 66408 | 88873 | 2972433 | 5150774 | 0 | 0 | 0 | 0 | 0 | 0 | 0 | 1934 | 11127 | 127567 | 449226 | 0 | 0 | 0 | 0 | 0 | 0 | 0 | 68342 | 100000 | 3100000 | 5600000 | 0 | 0 | 0 | 0 | 0 | 0 | 0 | 2255.286 | 5500 | 239010 | 558320 | 0 | 0 | 0 | 0 | 0 | 0 | 0 | 0 | 5073.1376 | 231880 | 426720 | 0 | 0 | 0 | 0 | 0 | 0 | 0 | 70597.286 | 110573.1376 | 3570890 | 6585040 | 0 | 0 | 0 | 0 | 0 | 0 | 0 | 0 | 208454.4224 | 0 | 10127798.7098 | 0 | 0 | 0 | 0 | 0 | 0 | 0 | 1997.822 | 12357.1614 | 146944.4273 | 528244.8534 | 0 | 0
Grid E&D | Grid E&D RCP2 <20mil | North Taranaki transmission capacity | 0 | 0 | 0 | 0 | 0 | 0 | 0 | 0 | 0 | 0 | 0 | 0 | 0 | 0 | 0 | 0 | 0 | 0 | 0 | 0 | 0 | 0 | 0 | 0 | 0 | 0 | 0 | 0 | 0 | 0 | 0 | 0 | 0 | 0 | 0 | 0 | 0 | 0 | 0 | 0 | 0 | 0 | 0 | 0 | 0 | 0 | 0 | 0 | 0 | 0 | 0 | 0 | 0 | 0 | 0 | 0 | 0 | 0 | 0 | 0 | 0 | 0 | 0 | 0 | 0 | 0 | 0 | 0 | 0 | 0 | 0 | 0 | 0 | 0 | 0 | 0 | -3468167.2352 | 0 | 0 | 0 | 0 | 0 | 0 | 0 | 0 | 0 | 0 | 0
Grid E&D | Grid E&D RCP2 <20mil | Timaru interconnecting transformers capacity | 0 | 0 | 0 | 0 | 0 | 0 | 0 | 0 | 0 | 0 | 2408750 | 0 | 0 | 0 | 0 | 0 | 0 | 0 | 0 | 0 | 0 | 91250 | 0 | 0 | 0 | 0 | 0 | 0 | 0 | 0 | 0 | 0 | 2500000 | 0 | 0 | 0 | 0 | 0 | 0 | 0 | 0 | 0 | 0 | 366000 | 0 | 0 | 0 | 0 | 0 | 0 | 0 | 0 | 0 | 0 | 179500 | 0 | 0 | 0 | 0 | 0 | 0 | 0 | 0 | 0 | 0 | 3045500 | 0 | 0 | 0 | 0 | 0 | 0 | 0 | 0 | 0 | 0 | 156849.4288 | 0 | 0 | 0 | 0 | 0 | 0 | 0 | 0 | 0 | 0 | 111160.75
Grid E&D | Grid E&D RCP2 <20mil | Southland reactive power support | 0 | 0 | 0 | 0 | 0 | 0 | 0 | 2023350 | 2023350 | 0 | 0 | 0 | 0 | 0 | 0 | 0 | 0 | 0 | 76650 | 76650 | 0 | 0 | 0 | 0 | 0 | 0 | 0 | 0 | 0 | 2100000 | 2100000 | 0 | 0 | 0 | 0 | 0 | 0 | 0 | 0 | 0 | 161910 | 209370 | 0 | 0 | 0 | 0 | 0 | 0 | 0 | 0 | 0 | 137340 | 150780 | 0 | 0 | 0 | 0 | 0 | 0 | 0 | 0 | 0 | 2399250 | 2460150 | 0 | 0 | 0 | 0 | 0 | 0 | 0 | 0 | 0 | 0 | 4858888.005 | 0 | 0 | 0 | 0 | 0 | 0 | 0 | 0 | 0 | 87572.625 | 89795.475 | 0 | 0
Grid E&D | Grid E&D RCP2 <20mil | High impact low probability event mitigation | 0 | 0 | 0 | 0 | 0 | 1371131 | 2699997 | 2772915 | 1412770 | 963500 | 963500 | 0 | 0 | 0 | 0 | 0 | 55571 | 102283 | 105046 | 53520 | 36500 | 36500 | 0 | 0 | 0 | 0 | 0 | 1426702 | 2802280 | 2877961 | 1466290 | 1000000 | 1000000 | 0 | 0 | 0 | 0 | 0 | 47081.166 | 154125.4 | 221890.7931 | 146189.113 | 122800 | 146400 | 0 | 0 | 0 | 0 | 0 | 0 | 174096.5598 | 193881.7427 | 114372.4123 | 84700 | 83300 | 0 | 0 | 0 | 0 | 0 | 1473783.166 | 3130501.9598 | 3293733.5358 | 1726851.5253 | 1207500 | 1229700 | 0 | 0 | 0 | 0 | 0 | 0 | 1177180.713 | 2787460.8372 | 5660228.6367 | 1207500 | 1229700 | 0 | 0 | 0 | 0 | 0 | 57404.843 | 112142.8883 | 114571.9188 | 56240.4681 | 44073.75 | 44884.05
Grid E&D | Grid E&D RCP2 <20mil | Hororata and Kimberley voltage quality | 0 | 0 | 0 | 0 | 0 | 0 | 0 | 0 | 0 | 0 | 0 | 0 | 0 | 0 | 0 | 0 | 0 | 0 | 0 | 0 | 0 | 0 | 0 | 0 | 0 | 0 | 0 | 0 | 0 | 0 | 0 | 0 | 0 | 0 | 0 | 0 | 0 | 0 | 0 | 0 | 0 | 0 | 0 | 0 | 0 | 0 | 0 | 0 | 0 | 0 | 0 | 0 | 0 | 0 | 0 | 0 | 0 | 0 | 0 | 0 | 0 | 0 | 0 | 0 | 0 | 0 | 0 | 0 | 0 | 0 | 0 | 0 | 0 | 0 | 0 | 0 | 0 | 0 | 0 | 0 | 0 | 0 | 0 | 0 | 0 | 0 | 0 | 0
Grid E&D | Grid E&D RCP2 <20mil | Islington 220/66 kV spare transformer switchgear | 0 | 0 | 0 | 0 | 0 | 0 | 0 | 0 | 0 | 0 | 0 | 0 | 0 | 0 | 0 | 0 | 0 | 0 | 0 | 0 | 0 | 0 | 0 | 0 | 0 | 0 | 0 | 0 | 0 | 0 | 0 | 0 | 0 | 0 | 0 | 0 | 0 | 0 | 0 | 0 | 0 | 0 | 0 | 0 | 0 | 0 | 0 | 0 | 0 | 0 | 0 | 1.819e-12 | 0 | 0 | 0 | 0 | 0 | 0 | 0 | 0 | 0 | 0 | 0 | 0 | 0 | 0 | 0 | 0 | 0 | 0 | 0 | 0 | -2535832.7865 | 2535832.7865 | 0 | 0 | 0 | 0 | 0 | 0 | 0 | 0 | 0 | 0 | 0 | 0 | 0 | 0
Grid E&D | Grid E&D RCP2 <20mil | Haywards local service third incomer | 0 | 0 | 0 | 0 | 0 | 0 | 0 | 0 | 0 | 0 | 0 | 0 | 0 | 0 | 0 | 0 | 0 | 0 | 0 | 0 | 0 | 0 | 0 | 0 | 0 | 0 | 0 | 0 | 0 | 0 | 0 | 0 | 0 | 0 | 0 | 0 | 0 | 0 | 0 | 0 | 0 | 0 | 0 | 0 | 0 | 0 | 0 | 0 | 0 | 0 | 0 | 0 | 0 | 0 | 0 | 0 | 0 | 0 | 0 | 0 | 0 | 0 | 0 | 0 | 0 | 0 | 0 | 0 | 0 | 0 | 0 | 0 | 0 | 0 | 0 | 0 | 0 | 0 | 0 | 0 | 0 | 0 | 0 | 0 | 0 | 0 | 0 | 0
Grid E&D | Grid E&D RCP2 <20mil | E&D Other | 1456331.4915 | 1721151.7524 | 990103.525 | 576728.4223 | 754929.0677 | 4032517.2397 | 192700 | 96350 | 0 | 0 | 0 | 72669.6358 | 140469.2858 | 293916.039 | 63873.8036 | 34400.3978 | 189416.4001 | 7300 | 3650 | 0 | 0 | 0 | 1529001.1274 | 1861621.0382 | 1284019.564 | 640602.2259 | 789329.4655 | 4221933.6398 | 200000 | 100000 | 0 | 0 | 0 | -71557.3974 | -30158.4382 | -8731.464 | 0.06406 | 11050.5345 | 139323.4862 | 11000 | 7710 | 0 | 0 | 0 | 0 | 0 | 0 | 0 | 0 | 0 | 11388.9505 | 51685.35 | 3081.8025 | 11944.79 | 20685.802 | 1457443.73 | 1831462.6 | 1275288.1 | 640602.29 | 800380 | 4361257.126 | 222388.9505 | 159395.35 | 3081.8025 | 11944.79 | 20685.802 | 116323.47 | 44830.45 | 737006.76 | 4473122.83 | 758214.43 | 3213407.126 | 2190912.226 | 159395.35 | 3081.8025 | -269174.2082 | 187531.688 | 69268.69 | 138193.67 | 291917.38 | 63873.81 | 34882 | 195667.126 | 8095.5608 | 5721.6476 | 106.743 | 338.1664 | 1769.615
IST | Transmission Systems | IT SCADA/RTS | 2204381.5427 | 1613919.2964 | 2742197.1806 | 2603802.2026 | 8221286.8762 | 1494686.6872 | 4890677.8396 | 308587 | 683078 | 11843801 | 11990423 | 93019.5959 | 146320.2724 | 111022.161 | 80897.9299 | 377265.2439 | 675691.0359 | 250330.6029 | 16012 | 27584 | 442744 | 1091729 | 2297401.1386 | 1760239.5688 | 2853219.3416 | 2684700.1325 | 8598552.1201 | 2170377.7231 | 5141008.4425 | 324599 | 710662 | 12286545 | 13082152 | -107518.5906 | -28516.0488 | -19402.1826 | 0.26847 | 120378.8799 | 71622.2357 | 282755.0675 | 25026.5829 | 70853.0014 | 1508787.726 | 1915227.0528 | 0 | 0 | 0 | 0 | 0 | 0 | 0 | 0 | 20250 | 659477.5179 | 764823.2324 | 2189882.548 | 1731723.52 | 2833817.159 | 2684700.401 | 8718931 | 2241999.9587 | 5423763.51 | 349625.5829 | 801765.0014 | 14454810.2439 | 15762202.2852 | 2036430.989 | 1529197.829 | 3953529.8 | 1263286.64 | 2715264.33 | 7308999.9587 | 7579790.465 | 1556987.6279 | 801765.0014 | 489765.166 | 6320096.1503 | 88666.27 | 143949.87 | 110267.199 | 80897.938 | 382546.92 | 697988.7687 | 264098.765 | 17246.5252 | 31120.1083 | 520838.6397 | 1316917.497
IST | Transmission Systems | IT Time Series | 0 | 0 | 326890.2269 | 749028.3151 | 1545307.8429 | 375050.6277 | 2807490 | 1237300 | 1467911 | 895886 | 911268 | 0 | 0 | 1506.595 | 42077.5758 | 55127.2243 | 4232 | 106513 | 53735 | 58358 | 38250 | 39357 | 0 | 0 | 328396.8219 | 791105.8909 | 1600435.0672 | 379282.6277 | 2914003 | 1291035 | 1526269 | 934136 | 950625 | 0 | 0 | -2233.1319 | 0.079111 | 22405.9328 | 12516.3053 | 160270.165 | 99538.7985 | 152169.0193 | 114711.9008 | 139171.5 | 0 | 0 | 0 | 0 | 0 | 0 | 180518.7484 | 85406.9655 | 105977.8508 | 68215.8656 | 72735 | 0 | 0 | 326163.69 | 791105.97 | 1622841 | 391798.933 | 3254791.9134 | 1475980.764 | 1784415.8701 | 1117063.7664 | 1162531.5 | 0 | 0 | 0 | 280030.22 | 2460080.44 | 391798.933 | 698667.657 | 2758300.8908 | 1349184.9239 | 1841048.8422 | 2147581.5 | 0 | 0 | 1496.35 | 42077.58 | 55899 | 4371.656 | 118969.5526 | 61432.757 | 68228.4084 | 45740.3472 | 48130.1684
IST | Transmission Systems | IT Transmission Systems Plan | 118893.2766 | 915967.0129 | 614090.3671 | 696947.2003 | 780662.798 | 2486397.5748 | 1482819 | 292500 | 292500 | 536250 | 292500 | 1268.6006 | 27638.1405 | 18867.7224 | 27270.8273 | 24839.2529 | 76669.8902 | 59877 | 11811 | 11811 | 21654 | 11811 | 120161.8772 | 943605.1534 | 632958.0896 | 724218.0276 | 805502.0509 | 2563067.465 | 1542696 | 304311 | 304311 | 557904 | 304311 | -5623.5872 | -15286.4934 | -4304.1796 | 0.072422 | 11276.9491 | 84581.073 | 84848.28 | 23462.3781 | 30339.8067 | 68510.6112 | 44551.1304 | 0 | 0 | 0 | 0 | 0 | 0 | 141769.7792 | 29182.659 | 29806.887 | 55904.8193 | 31148.9772 | 114538.29 | 928318.66 | 628653.91 | 724218.1 | 816779 | 2647648.538 | 1769314.0592 | 356956.0371 | 364457.6937 | 682319.4305 | 380011.1076 | 0 | 50617.7 | 1351962.62 | 746115.24 | 565886.15 | 3150686.538 | 1769314.0592 | 356956.0371 | 364457.6937 | 682319.4305 | 380011.1076 | 1209.23 | 27190.4 | 18739.42 | 27270.83 | 25187 | 79199.993 | 68672.7502 | 13854.2871 | 14145.4437 | 26482.9305 | 14749.1076
IST | Transmission Systems | IT Meter Data Management | 356255.8473 | 0 | 641590.229 | 822448.6578 | 2399465.7171 | 425000 | 477649 | 1243125 | 514305 | 316875 | 336562 | 4676.5007 | 0 | 21386.7018 | 31000.6069 | 62393.4972 | 17162 | 19288 | 50199 | 20767 | 12796 | 13591 | 360932.348 | 0 | 662976.9308 | 853449.2647 | 2461859.2143 | 442162 | 496937 | 1293324 | 535072 | 329671 | 350153 | -16891.668 | 0 | -4508.3108 | 0.085345 | 34465.7857 | 14591.346 | 27331.535 | 99715.2804 | 53346.6784 | 40483.5988 | 51262.3992 | 0 | 0 | 0 | 0 | 0 | 0 | 27487.8427 | 78130.0254 | 33501.8368 | 22349.9964 | 24666.3007 | 344040.68 | 0 | 658468.62 | 853449.35 | 2496325 | 456753.346 | 551756.3777 | 1471169.3058 | 621920.5152 | 392504.5952 | 426081.6999 | 285144.54 | 55675.47 | 0 | 1437726.31 | 2570516.66 | 456753.346 | 551756.3777 | 1471169.3058 | 621920.5152 | 392504.5952 | 426081.6999 | 4457.64 | 0 | 21241.27 | 31000.61 | 63267 | 17728.346 | 21415.7683 | 57101.8683 | 24137.7611 | 15234.8452 | 16538.1007
IST | Asset Management Systems | IT Asset Management | 2676726.3671 | 543481.8579 | 2609179.1041 | 14904670.3195 | 11423503.1717 | 363408.9604 | 877500 | 3999521 | 6441203 | 1794526 | 0 | 94228.8176 | 31402.9406 | 50506.7007 | 544667.1655 | 444450.634 | 61772.9592 | 35433 | 150947 | 253643 | 90514 | 0 | 2770955.1847 | 574884.7985 | 2659685.8048 | 15449337.4851 | 11867953.8057 | 425181.9196 | 912933 | 4150468 | 6694846 | 1885040 | 0 | -129680.9647 | -9313.1885 | -18086.1348 | 1.5449 | 166151.1494 | 14031.0033 | 50211.315 | 320001.0828 | 667476.1462 | 231482.912 | 0 | 0 | 0 | 0 | 0 | 0 | 0 | 40356.3402 | 201776.586 | 352251.9117 | 107302.257 | 0 | 2641274.22 | 565571.61 | 2641599.67 | 15449339.03 | 12034104.9551 | 439212.9229 | 1003500.6552 | 4672245.6688 | 7714574.0579 | 2223825.169 | 0 | 813246.62 | 2433030.28 | -533811.48 | 16046995.3 | 4135787.4 | 10567768.709 | 365195.7407 | 704307.9808 | 4986614.1349 | 8919722.78 | 0 | 89818.9 | 30894.21 | 50163.25 | 544667.22 | 450672.9366 | 63811.4669 | 38948.1552 | 169923.3395 | 292276.7482 | 106781.4617 | 0
IST | Asset Management Systems | IT Spatial & Drawings | 483543.4492 | 242397.0859 | 887673.1278 | 156171.6544 | 1141712.1428 | 1712733.5973 | 712022 | 1933999 | 864991 | 1211302 | 1022189 | 49635.8106 | 505.6211 | 33441.3949 | 1095.2799 | 39591.7198 | 63458.0593 | 31823 | 113242 | 106805 | 157298 | 120055 | 533179.2598 | 242902.707 | 921114.5227 | 157266.9343 | 1181303.8627 | 1776191.6565 | 743845 | 2047241 | 971796 | 1368600 | 1142244 | -24952.8398 | -3935.047 | -6263.6727 | 0.015727 | 16538.1373 | 58614.3234 | 40911.475 | 157842.2811 | 96888.0612 | 168064.08 | 167224.5216 | 0 | 0 | 0 | 0 | 0 | 0 | 32881.7658 | 99527.439 | 51131.4282 | 77904.906 | 69823.3072 | 508226.42 | 238967.66 | 914850.85 | 157266.95 | 1197842 | 1834805.9799 | 817638.2408 | 2304610.7201 | 1119815.4894 | 1614568.986 | 1379291.8288 | 805500.91 | 114592.5 | 1147445.01 | -4579.03 | 1335721.48 | 1034418.827 | 1120670.2901 | 1742658.7126 | 548097.6754 | 1021068.7024 | 3631525.0375 | 47312.85 | 497.43 | 33213.99 | 1095.28 | 40146 | 65552.1751 | 34980.0059 | 127478.2786 | 123073.0657 | 185568.0649 | 144969.7788
IST | Asset Management Systems | IT Outage Management | 119769.0528 | 713725.5309 | 910339.5643 | 90321.931 | 0 | 1023476 | 623798 | 585319 | 585319 | 585319 | 585319 | 1802.2813 | 27195.2337 | 46313.4301 | 2500.4397 | 0 | 41329 | 30175 | 23635 | 23635 | 23635 | 23635 | 121571.3341 | 740920.7646 | 956652.9945 | 92822.3707 | 0 | 1064805 | 653973 | 608954 | 608954 | 608954 | 608954 | -5689.5499 | -12002.987 | -6505.338 | 0.0092822 | 0 | 35138.565 | 35968.515 | 46950.3534 | 60712.7138 | 74779.5512 | 89150.8656 | 0 | 0 | 0 | 0 | 0 | 0 | 21329.5956 | 22546.9048 | 25295.004 | 28230.4736 | 31103.4864 | 115881.7842 | 728917.7776 | 950147.6565 | 92822.38 | 0 | 1099943.565 | 711271.1106 | 678451.2582 | 694961.7178 | 711964.0248 | 729208.352 | 0 | 0 | 1636139.8983 | 247714.21 | 0 | 0 | 1811214.6756 | 678451.2582 | 694961.7178 | 711964.0248 | 729208.352 | 1717.9344 | 26754.6683 | 45998.4941 | 2500.44 | 0 | 42692.857 | 32818.8032 | 26332.3586 | 26973.17 | 27633.0712 | 28302.3658
IST | Network Services | IT Communication Services | 748836.8313 | 2932279.5164 | 781839.7285 | 351313.4549 | 0 | 0 | 0 | 896493 | 661125 | 50964 | 0 | 28473.7775 | 152665.2748 | 69043.6013 | -498.5995 | 0 | 0 | 0 | 33348 | 27801 | 3981 | 0 | 777310.6088 | 3084944.7912 | 850883.3298 | 350814.8554 | 0 | 0 | 0 | 929841 | 688926 | 54945 | 0 | -36378.21 | -49976.3996 | -5786.0934 | 0.035081 | 0 | 0 | 0 | 71690.7411 | 68685.9222 | 6747.246 | 0 | 0 | 0 | 0 | 0 | 0 | 0 | 0 | 56171.9287 | 44091.2784 | 3724.9994 | 0 | 740932.3988 | 3034968.3916 | 845097.2364 | 350814.8905 | 0 | 0 | 0 | 1057703.6698 | 801703.2006 | 65417.2454 | 0 | 162487.88 | 69320.91 | 4231888.3366 | 519239.5467 | 0 | 0 | 0 | -25680.2182 | 1164709.4333 | 785794.9007 | 0 | 27141.202 | 150192.0828 | 68574.0978 | -498.5995 | 0 | 0 | 0 | 37933.6875 | 32352.0333 | 4739.7531 | 0
IST | Telecommunications | IT Shared Comms Infrastructure | 23018554.5289 | 23015169.4585 | 17861101.3714 | 12311135.3989 | 10261883.6431 | 6569246.0068 | 11563827 | 17137936 | 3552796 | 5637754 | 2879174 | 2319427.2864 | 1532401.2869 | 821000.5374 | 667480.3833 | 433434.9535 | 156814.9064 | 464940 | 772017 | 137401 | 230804 | 111528 | 25337981.8152 | 24547570.7454 | 18682101.9088 | 12978615.7821 | 10695318.5966 | 6726060.9132 | 12028767 | 17909953 | 3690197 | 5868558 | 2990702 | -1185819.9452 | -397672.9854 | -127040.1988 | 1.2979 | 149733.4034 | 221959.3318 | 661582.185 | 1380857.3763 | 367912.6409 | 720658.9224 | 437838.7728 | 0 | 0 | 0 | 0 | 0 | 0 | 603228.4857 | 975403.5642 | 214977.6056 | 365957.2672 | 198459.9389 | 24152161.87 | 24149897.76 | 18555061.71 | 12978617.08 | 10845052 | 6948020.245 | 13293577.6707 | 20266213.9405 | 4273087.2465 | 6955174.1896 | 3627000.7117 | 11611922.75 | 45960546.29 | 15878235.22 | 13907467.56 | 26389019.69 | 6945432.959 | 11235328.0758 | 22600098.8417 | 1650261.9189 | 8057251.4406 | 1807414.0541 | 2210877.87 | 1507576.24 | 815417.65 | 667480.45 | 439503 | 161989.783 | 513821.4706 | 873584.7279 | 159104.3629 | 273539.4288 | 135256.6028
IST | Telecommunications | IT Subst Comms Infrastructure | 402819.4797 | 561820.0483 | 2365972.4843 | 6421483.9179 | 5208087.2926 | 4758396.4206 | 1778400 | 1365000 | 1317895 | 1412044 | 1255088 | 12213.2933 | 14414.6893 | 46534.7309 | 194017.6506 | 305164.724 | 134207.1773 | 71814 | 55119 | 51505 | 58793 | 46687 | 415032.773 | 576234.7377 | 2412507.2152 | 6615501.5684 | 5513252.0166 | 4892603.5979 | 1850214 | 1420119 | 1369400 | 1470837 | 1301775 | -19423.573 | -9335.0577 | -16405.2952 | 0.66155 | 77184.9834 | 161455.4021 | 101761.77 | 109491.1749 | 136529.18 | 180618.7836 | 190579.86 | 0 | 0 | 0 | 0 | 0 | 0 | 81788.9305 | 69039.6168 | 72051.5169 | 83724.5805 | 79575.1784 | 395609.2 | 566899.68 | 2396101.92 | 6615502.23 | 5590437 | 5054059 | 2033764.7005 | 1598649.7917 | 1577980.6969 | 1735180.3641 | 1571930.0384 | 726617.83 | 234880.14 | 1054618.65 | 3868080.22 | 6598031.46 | 2843667 | 7795810.0505 | 1598649.7917 | 919368.1379 | 2393792.9231 | 41309.4928 | 11641.71 | 14181.17 | 46218.29 | 194017.67 | 309437 | 138636 | 78938.3005 | 62048.2917 | 59350.0223 | 69359.4859 | 56375.8632
IST | Corporate Systems | IT Stakeholder Management | 0 | 0 | 535478.2568 | 247209.0353 | 237268.2677 | 0 | 0 | 358596 | 31362 | 0 | 573647 | 0 | 0 | 8866.7448 | 6286.1694 | 3910.2568 | 0 | 0 | 13339 | 2450 | 0 | 23164 | 0 | 0 | 544345.0015 | 253495.2047 | 241178.5245 | 0 | 0 | 371935 | 33812 | 0 | 596811 | 0 | 0 | -3701.6015 | 0.02535 | 3376.4755 | 0 | 0 | 28676.1885 | 3371.0564 | 0 | 87373.1304 | 0 | 0 | 0 | 0 | 0 | 0 | 0 | 13771.1392 | 1404.4995 | 0 | 30483.2772 | 0 | 0 | 540643.4 | 253495.23 | 244555 | 0 | 0 | 414382.3277 | 38587.5559 | 0 | 714667.4076 | 0 | 0 | 0 | 794138.63 | 244555 | 0 | 0 | -10272.3027 | 463242.1863 | 0 | 714667.4076 | 0 | 0 | 8806.45 | 6286.17 | 3965 | 0 | 0 | 14861.321 | 2796.0415 | 0 | 27738.358
IST | Corporate Systems | IT Corp Info & Doc Mgmt | 548160.1887 | 1359601.9715 | 2424019.6811 | 545378.7455 | 1288028.7251 | 0 | 579324 | 768647 | 374863 | 0 | 415198 | 16316.976 | 22587.0422 | 89008.5271 | 7159.2993 | 35045.3683 | 0 | 23393 | 31038 | 15137 | 0 | 15910 | 564477.1647 | 1382189.0137 | 2513028.2082 | 552538.0447 | 1323074.0934 | 0 | 602717 | 799685 | 390000 | 0 | 431108 | -26417.5847 | -22391.5937 | -17088.8482 | 0.055254 | 18522.9066 | 0 | 33149.435 | 61655.7135 | 38883 | 0 | 63114.2112 | 0 | 0 | 0 | 0 | 0 | 0 | 26643.1701 | 38877.006 | 20520 | 0 | 26352.8552 | 538059.58 | 1359797.42 | 2495939.36 | 552538.1 | 1341597 | 0 | 662509.6051 | 900217.7195 | 449403 | 0 | 520575.0664 | 285474.59 | 539006.56 | 3242440.54 | 980194.44 | 1359050.49 | 0 | 662509.6051 | 900217.7195 | 449403 | 0 | 192584.2944 | 15553.34 | 22221.13 | 88403.26 | 7159.3 | 35536 | 0 | 25713.7133 | 34939.9614 | 17442.5914 | 0 | 19211.7768
IST | Corporate Systems | IT Safety | 148967.9439 | 0 | 0 | 0 | 252618.3678 | 0 | 292500 | 571755 | 243750 | 0 | 0 | 0 | 0 | 0 | 0 | 9468.4427 | 0 | 11811 | 23088 | 9843 | 0 | 0 | 148967.9439 | 0 | 0 | 0 | 262086.8106 | 0 | 304311 | 594843 | 253593 | 0 | 0 | -6971.7139 | 0 | 0 | 0 | 3669.1894 | 0 | 16737.105 | 45862.3953 | 25283.2221 | 0 | 0 | 0 | 0 | 0 | 0 | 0 | 0 | 17072.6358 | 35934.5955 | 16229.928 | 0 | 0 | 141996.23 | 0 | 0 | 0 | 265756 | 0 | 338120.7408 | 676639.9908 | 295106.1501 | 0 | 0 | 1065362.74 | 0 | 0 | 0 | 265756 | 0 | 338120.7408 | 676639.9908 | 295106.1501 | 0 | 0 | 0 | 0 | 0 | 0 | 9601 | 0 | 13123.2408 | 26262.8368 | 11454.2751 | 0 | 0
IST | Corporate Systems | IT Risk/Audit Management | 0 | 0 | 0 | 0 | 392934.9495 | 0 | 0 | 0 | 292500 | 0 | 0 | 0 | 0 | 0 | 0 | 7105.5234 | 0 | 0 | 0 | 11811 | 0 | 0 | 0 | 0 | 0 | 0 | 400040.4729 | 0 | 0 | 0 | 304311 | 0 | 0 | 0 | 0 | 0 | 0 | 5600.5271 | 0 | 0 | 0 | 30339.8067 | 0 | 0 | 0 | 0 | 0 | 0 | 0 | 0 | 0 | 0 | 12640.617 | 0 | 0 | 0 | 0 | 0 | 0 | 405641 | 0 | 0 | 0 | 347291.4237 | 0 | 0 | 0 | 0 | 0 | 0 | 405641 | 0 | 0 | 0 | 347291.4237 | 0 | 0 | 0 | 0 | 0 | 0 | 7205 | 0 | 0 | 0 | 13479.1737 | 0 | 0
IST | Corporate Systems | IT Finance | 4048193.9602 | 413192.3759 | 587432.3298 | 343529.0456 | 1296439.9686 | 2007922.7609 | 5564934 | 626675 | 415850 | 32166 | 162396 | 90394.3963 | 26534.5218 | 14717.0978 | 14024.0786 | 18900.3963 | 45304.9417 | 207159 | 43515 | 15622 | 2513 | 1941 | 4138588.3565 | 439726.8976 | 602149.4275 | 357553.1242 | 1315340.3649 | 2053227.7026 | 5772093 | 670190 | 431472 | 34679 | 164337 | -193686.3265 | -7123.6176 | -4094.6775 | 0.035755 | 18414.6351 | 67756.2974 | 317465.115 | 51671.649 | 43017.7584 | 4258.5812 | 24058.9368 | 0 | 0 | 0 | 0 | 0 | 0 | 248777.2083 | 31767.006 | 22134.5136 | 406112.5365 | 469747.7108 | 3944902.03 | 432603.28 | 598054.75 | 357553.16 | 1333755 | 2120984 | 6338335.3233 | 753628.655 | 496624.272 | 445050.1177 | 658143.6476 | 1075383.68 | 4218829.53 | 0 | 735767.83 | 642992.87 | 3063644 | 54905 | 7037058.9783 | 57550 | 479936.5377 | 890460.6292 | 86163.93 | 26104.66 | 14617.02 | 14024.08 | 19165 | 46800 | 227481.2979 | 48932.6175 | 17980.922 | 18648.9199 | 51908.5568
IST | Corporate Systems | IT Human Resources | 889.2259 | -861.5675 | 1875382.3312 | 763183.1037 | 0 | 0 | 487500 | 0 | 0 | 0 | 0 | 0 | 0 | 50604.7072 | 63052.9037 | 0 | 0 | 19685 | 0 | 0 | 0 | 0 | 889.2259 | -861.5675 | 1925987.0383 | 826236.0074 | 0 | 0 | 507185 | 0 | 0 | 0 | 0 | -41.6159 | 13.9575 | -13096.9083 | 0.082624 | 0 | 0 | 27895.175 | 0 | 0 | 0 | 0 | 0 | 0 | 0 | 0 | 0 | 0 | 16542.042 | 0 | 0 | 0 | 0 | 847.61 | -847.61 | 1912890.13 | 826236.09 | 0 | 0 | 551622.217 | 0 | 0 | 0 | 0 | 847.61 | -847.61 | 0 | 2739126.22 | 0 | 0 | 551622.217 | 0 | 0 | 0 | 0 | 0 | 0 | 50260.59 | 63052.91 | 0 | 0 | 21409.717 | 0 | 0 | 0 | 0
IST | Corporate Systems | IT Portfolio Planning | 35221.3841 | 316842.2446 | 1486033.2376 | 1448190.1252 | 1076237.7775 | 0 | 1121250 | 1267500 | 487500 | 487500 | 536250 | 62.2325 | 254.1066 | 36923.8963 | 69686.573 | 16900.3961 | 0 | 45276 | 51182 | 19685 | 19685 | 21654 | 35283.6166 | 317096.3511 | 1522957.1339 | 1517876.6982 | 1093138.1736 | 0 | 1166526 | 1318682 | 507185 | 507185 | 557904 | -1651.2766 | -5136.9911 | -10356.2639 | 0.15179 | 15303.8264 | 0 | 64158.93 | 101670.3822 | 50566.3445 | 62282.318 | 81677.1456 | 0 | 0 | 0 | 0 | 0 | 0 | 44746.7438 | 56398.9998 | 23824.702 | 26113.538 | 31242.6114 | 33632.34 | 311959.36 | 1512600.87 | 1517876.85 | 1108442 | 0 | 1275431.6738 | 1476751.382 | 581576.0465 | 595580.856 | 670823.757 | 35432.34 | 0 | 1270837.96 | 193019.08 | 2987022.04 | 0 | 1275431.6738 | 1476751.382 | 581576.0465 | 595580.856 | 670823.757 | 59.32 | 249.99 | 36672.81 | 69686.58 | 17137 | 0 | 49502.9238 | 57317.132 | 22572.2965 | 23115.856 | 26036.757
IST | ICT Shared Services | IT Enabling Infrastructure | 2463745.513 | 2837371.4491 | 3648533.9713 | 2083450.5483 | 4944873.8646 | 2309361.3203 | 9542329 | 3755701 | 3610078 | 3691251 | 3546693 | 74261.5789 | 24877.8227 | 71307.2181 | 35098.993 | 123260.5741 | 31404.6499 | 368919 | 166531 | 138867 | 150677 | 143082 | 2538007.0919 | 2862249.2718 | 3719841.1894 | 2118549.5412 | 5068134.4387 | 2340765.9702 | 9911248 | 3922232 | 3748945 | 3841928 | 3689775 | -118778.9719 | -46368.711 | -25295.2996 | 0.21185 | 70953.3813 | 77245.0298 | 545118.64 | 302404.0872 | 373769.8165 | 471788.7584 | 540183.06 | 0 | 0 | 0 | 0 | 0 | 0 | 791883.2578 | 329467.4838 | 324524.0768 | 343212.2369 | 339459.3345 | 2419228.12 | 2815880.5608 | 3694545.8898 | 2118549.7531 | 5139087.82 | 2418011 | 11248249.8978 | 4554103.571 | 4447238.8933 | 4656928.9953 | 4569417.3945 | 1590126.4 | 2140635.69 | 4718403.9578 | 2037750.4416 | 5833730.1943 | 2440884 | 5035799.0219 | 9937566.9479 | 1662611.3261 | 5097430.074 | 4571955.83 | 70786.13 | 24474.7996 | 70822.3217 | 35098.9965 | 124986.21 | 32441 | 418685.1912 | 193359.142 | 164732.9631 | 182640.6567 | 177192.7695
IST | ICT Shared Services | IT Service Management | 1909709.7153 | 1591672.7604 | 1712153.4985 | 2624320.8976 | 2326010.2224 | 1126041.7324 | 3928489 | 2427216 | 4382711 | 3315272 | 1369326 | 409006.9541 | 25699.1588 | 43175.3669 | 1908.9298 | 25168.1011 | 18118.0002 | 154354 | 96032 | 173506 | 137816 | 59247 | 2318716.6694 | 1617371.9192 | 1755328.8654 | 2626229.8274 | 2351178.3235 | 1144159.7326 | 4082843 | 2523248 | 4556217 | 3453088 | 1428573 | -108516.1594 | -26201.5792 | -11936.4154 | 0.26262 | 32916.3285 | 37757.1945 | 224556.365 | 194542.4208 | 454254.8349 | 424039.2064 | 209143.0872 | 0 | 0 | 0 | 0 | 0 | 0 | 180482.5861 | 122668.6404 | 239727.1059 | 196560.4095 | 87326.0988 | 2210200.51 | 1591170.34 | 1743392.45 | 2626230.09 | 2384094.652 | 1181916.9271 | 4487881.9511 | 2840459.0612 | 5250198.9408 | 4073687.6159 | 1725042.186 | 2161601.03 | 6006654.2 | 974823.72 | 3519010.06 | 2608396.732 | 1181916.9271 | 2917023.5467 | 1998382.2331 | 3766339.6503 | 5385917.6162 | 3216304.5175 | 389865.39 | 25282.83 | 42881.77 | 1908.93 | 25520.454 | 18715.8942 | 169666.7172 | 108104.6828 | 199933.6397 | 162584.7298 | 71542.4144
IST | ICT Shared Services | IT Workforce Mobility | 0 | 905934.4952 | 1936667.8711 | 1143883.7306 | 1989020.9039 | 98623.437 | 0 | 448246 | 819203 | 1755000 | 487500 | 0 | 446.3103 | 40007.3027 | 31682.1368 | 11166.6678 | 0 | 0 | 16674 | 34559 | 70867 | 19685 | 0 | 906380.8054 | 1976675.1738 | 1175565.8674 | 2000187.5717 | 98623.437 | 0 | 464920 | 853762 | 1825867 | 507185 | 0 | -14683.4554 | -13441.5928 | 0.11756 | 28002.4283 | 3254.563 | 0 | 35845.332 | 85120.0714 | 224216.4676 | 74251.884 | 0 | 0 | 0 | 0 | 0 | 0 | 0 | 28085.9349 | 54640.7472 | 123784.4124 | 36257.243 | 0 | 891697.35 | 1963233.581 | 1175565.985 | 2028190 | 101878 | 0 | 528851.2669 | 993522.8186 | 2173867.88 | 617694.127 | 0 | 425549.19 | 2319300.811 | 1068918.175 | 2244918.74 | 101878 | 0 | -12840.1091 | 1535214.1946 | 2173867.88 | 617694.127 | 0 | 439.08 | 39735.249 | 31682.14 | 11323 | 0 | 0 | 18966.8732 | 40216.3003 | 84373.88 | 23974.127
IST | ICT Shared Services | IT Data Centre | 0 | 0 | 0 | 0 | 5945655 | 6824426 | 2436608 | 468578 | 0 | 0 | 0 | 0 | 0 | 0 | 0 | 54345 | 275574 | 98392 | 18922 | 0 | 0 | 0 | 0 | 0 | 0 | 0 | 6000000 | 7100000 | 2535000 | 487500 | 0 | 0 | 0 | 0 | 0 | 0 | 0 | 84000 | 234300 | 139425 | 37586.25 | 0 | 0 | 0 | 0 | 0 | 0 | 0 | 0 | 0 | 202540 | 40950 | 0 | 0 | 0 | 0 | 0 | 0 | 0 | 6084000 | 7334300 | 2876965 | 566036.25 | 0 | 0 | 0 | 0 | 0 | 0 | 0 | 6083999.858 | 7334300.3409 | 2876964.4902 | 516253.6324 | 0 | 0 | 49782.2004 | 0 | 0 | 0 | 0 | 55105.83 | 284667.942 | 111664.8385 | 21970.3195 | 0 | 0 | 0
IST | Security Services | IT Security Infrastructure | 4049054.745 | 4990221.0065 | 1625559.1023 | 1227941.1972 | 4418622.7186 | 2864992.5485 | 1638000 | 702000 | 1625188 | 1425692 | 1418571 | 57387.1962 | 291225.4866 | 22436.1114 | 72533.7727 | 196281.0842 | 130144.2534 | 66144 | 28347 | 60454 | 60937 | 57434 | 4106441.9412 | 5281446.4931 | 1647995.2138 | 1300474.97 | 4614903.8028 | 2995136.8018 | 1704144 | 730347 | 1685642 | 1486629 | 1476005 | -192181.8712 | -85559.9365 | -11206.5356 | 0.13005 | 64608.1972 | 98839.1982 | 93727.92 | 56309.7537 | 168058.5074 | 182558.0412 | 216087.132 | 0 | 0 | 0 | 0 | 0 | 0 | 115881.792 | 52734.8096 | 126898.6176 | 116795.6202 | 120654.0044 | 3914260.07 | 5195886.5566 | 1636788.6782 | 1300475.1 | 4679512 | 3093976 | 1913753.712 | 839391.5633 | 1980599.125 | 1785982.6614 | 1812746.1364 | 1507929.78 | 6727274.66 | 1852805.1248 | 343932.99 | 5741363.85 | 3647637 | 1913753.712 | 839391.5633 | -47531.2334 | 3013421.166 | 1877830.9414 | 54701.47 | 286507.606 | 22283.5436 | 72533.78 | 199029 | 134439 | 74279.712 | 32579.3633 | 71032.3574 | 73207.487 | 70537.2255
Business Support | Office buildings and facilities | BS Office & Facilities | 889396.3639 | 1121370.7531 | 2269902.6496 | 5417534.9082 | 4511152.021 | 5170647.6506 | 4363038 | 11396916.45 | 1290380 | 350000 | 1100000 | 106601.301 | 131338.5368 | 243989.5035 | 111219.1189 | 128036.4642 | 211891.3253 | 243877 | 521609 | 52106 | 14133 | 44418 | 995997.6649 | 1252709.2899 | 2513892.1531 | 5528754.0271 | 4639188.4852 | 5382538.9759 | 4606915 | 11918525.45 | 1342486 | 364133 | 1144418 | -46612.7849 | -20294.0099 | -17094.7231 | 0.55288 | 64948.4888 | 177623.7311 | 253380.325 | 918918.3122 | 133845.8542 | 44715.5324 | 167542.7952 | 0 | 0 | 0 | 0 | 0 | 0 | 0 | 0 | 0 | 0 | 0 | 949384.88 | 1232415.28 | 2496797.43 | 5528754.58 | 4704136.974 | 5560162.707 | 4860295.325 | 12837443.7622 | 1476331.8542 | 408848.5324 | 1311960.7952 | 986735.1 | 125159.55 | 3072138.02 | 5941623.77 | 6274903.114 | 4719075.513 | 1646402.405 | 16892423.8762 | 1476331.8542 | 408848.5324 | 1311960.7952 | 101612.35 | 129210.84 | 242330.35 | 111219.13 | 129828.974 | 218883.7372 | 257290.235 | 561825.0539 | 57300.9682 | 15868.5324 | 50920.7952
Business Support | Minor Fixed Assets | BS Office Equipment | 1847407.8627 | 1794640.9342 | 1111372.1641 | 1395784.5904 | 1218860.0793 | 1114436.5939 | 1414076.7786 | 1413724.8181 | 1313378.1954 | 1313034.3797 | 1212693.651 | 0 | 0 | 742.2071 | -2.2737e-13 | 38151.8775 | 44419 | 56533 | 56533 | 52495 | 52495 | 48457 | 1847407.8627 | 1794640.9342 | 1112114.3712 | 1395784.5904 | 1257011.9568 | 1158855.5939 | 1470609.7786 | 1470257.8181 | 1365873.1954 | 1365529.3797 | 1261150.651 | -86458.8627 | -29073.3542 | -7562.4912 | 0.13958 | 17598.0432 | 38242.2331 | 80883.5364 | 113356.8762 | 136177.5561 | 167687.0063 | 184632.4538 | 0 | 0 | 0 | 0 | 0 | 0 | 0 | 0 | 0 | 0 | 0 | 1760949 | 1765567.58 | 1104551.88 | 1395784.73 | 1274610 | 1197097.827 | 1551493.315 | 1583614.6943 | 1502050.7515 | 1533216.386 | 1445783.1048 | 1760949 | 1765567.58 | 958103.73 | 1542232.88 | 1274610 | 1197097.827 | 1551493.315 | 1583614.6943 | 1502050.7515 | 1533216.386 | 1445783.1048 | 0 | 0 | 737.16 | -1.279e-13 | 38686 | 45884.827 | 59642.315 | 60891.6943 | 57728.7515 | 58941.386 | 55551.1048
Business Support | Minor Fixed Assets | BS Vehicles | 0 | 0 | 753086.2533 | 418751.9181 | 3550296.204 | 0 | 0 | 1800000 | 1800000 | 0 | 0 | 0 | 0 | 4039.7608 | -4012.2896 | 0 | 0 | 0 | 0 | 0 | 0 | 0 | 0 | 0 | 757126.0141 | 414739.6285 | 3550296.204 | 0 | 0 | 1800000 | 1800000 | 0 | 0 | 0 | 0 | -5148.5341 | 0.041474 | 49703.796 | 0 | 0 | 138780 | 179460 | 0 | 0 | 0 | 0 | 0 | 0 | 0 | 0 | 0 | 0 | 0 | 0 | 0 | 0 | 0 | 751977.48 | 414739.67 | 3600000 | 0 | 0 | 1938780 | 1979460 | 0 | 0 | 0 | 0 | 748227.62 | 418489.53 | 3600000 | 0 | 0 | 1938780 | 1979460 | 0 | 0 | 0 | 0 | 4012.29 | -4012.29 | 0 | 0 | 0 | 0 | 0 | 0 | 0
Business Support | Spares and inventory | BS Mobile Substation | 0 | 0 | 238996.8832 | 4494802.1305 | 1150686.5027 | 0 | 0 | 0 | 0 | 0 | 0 | 0 | 0 | 5247.8761 | 106738.7993 | 32182.4489 | 0 | 0 | 0 | 0 | 0 | 0 | 0 | 0 | 244244.7593 | 4601540.9298 | 1182868.9516 | 0 | 0 | 0 | 0 | 0 | 0 | 0 | 0 | -1660.8893 | 0.46015 | 16560.0484 | 0 | 0 | 0 | 0 | 0 | 0 | 0 | 0 | 0 | 0 | 0 | 0 | 0 | 0 | 0 | 0 | 0 | 0 | 0 | 242583.87 | 4601541.39 | 1199429 | 0 | 0 | 0 | 0 | 0 | 0 | 0 | 0 | 0 | 0 | 6043554.26 | 0 | 0 | 0 | 0 | 0 | 0 | 0 | 0 | 5212.19 | 106738.81 | 32633 | 0 | 0 | 0 | 0 | 0 | 0
Business Support | Properties | BS Strategic Properties | 256304.2428 | 494.6026 | 7700.2626 | 22460.4378 | 0.98619 | 0 | 0 | 0 | 2500000 | 1000000 | 0 | 14658.2683 | 11633.0465 | 977.5474 | -335.77 | 0 | 0 | 0 | 0 | 0 | 0 | 0 | 270962.5111 | 12127.6491 | 8677.81 | 22124.6678 | 0.98619 | 0 | 0 | 0 | 2500000 | 1000000 | 0 | -12681.0711 | -196.4691 | -59.01 | 0.0022125 | 0.013807 | 0 | 0 | 0 | 249250 | 122800 | 0 | 0 | 0 | 0 | 0 | 0 | 0 | 0 | 0 | 0 | 0 | 0 | 258281.44 | 11931.18 | 8618.8 | 22124.67 | 1 | 0 | 0 | 0 | 2749250 | 1122800 | 0 | 0 | 368412.74 | -1288.49 | 4849.97 | 34735.68 | 0 | 0 | 0 | 2749250 | 1122800 | 0 | 13972.26 | 11444.59 | 970.9 | -335.77 | 0 | 0 | 0 | 0 | 0 | 0 | 0
Business Support |  | BS Other | 13812.7374 | 41361.7849 | -16067.259 | 374.49 | 0 | 0 | 0 | 0 | 0 | 0 | 0 | 416.922 | 3429.1323 | 5024.7387 | 4349.6996 | -903.3531 | 0 | 0 | 0 | 0 | 0 | 0 | 14229.6594 | 44790.9171 | -11042.5203 | 4724.1895 | -903.3531 | 0 | 0 | 0 | 0 | 0 | 0 | -665.9494 | -725.6171 | 75.0903 | 0.00047242 | -12.6469 | 0 | 0 | 0 | 0 | 0 | 0 | 0 | 0 | 0 | 0 | 0 | 0 | 0 | 0 | 0 | 0 | 0 | 13563.71 | 44065.3 | -10967.43 | 4724.19 | -916 | 0 | 0 | 0 | 0 | 0 | 0 | 71600.95 | 0 | -15958 | -0.24 | -916 | 0 | 0 | 0 | 0 | 0 | 0 | 397.41 | 3373.58 | 4990.57 | 4349.7 | -916 | 0 | 0 | 0 | 0 | 0 | 0
|  |  | 184201973.4736 | 203571294.1146 | 214397303.511 | 190494304.1452 | 242598304.0181 | 225150132.7584 | 214030238.9728 | 217035311.258 | 199818290.9069 | 199975447.4785 | 176892431.651 | 8132677.9957 | 8669312.1802 | 9725317.9997 | 7506325.6144 | 8202028.2919 | 8695076.4496 | 9617796.6377 | 10248726.1547 | 10050326 | 8803961.7408 | 8791005 | 192334651.4694 | 212240606.2948 | 224122621.5107 | 198000629.7595 | 250800332.3101 | 233845209.208 | 223648035.6106 | 227284037.4127 | 209868616.9069 | 208779409.2192 | 185683436.651 | -9001279.8784 | -3438318.0482 | -1524056.6898 | 19.8001 | 3511182.3031 | 7716879.4002 | 12300640.7094 | 17523599.0861 | 20923901.0703 | 25638111.444 | 27184055.1242 | 0 | 0 | 0 | 0 | 0 | 0 | 9769799.3438 | 11137406.3196 | 11612855.6956 | 12518405.3609 | 11297165.8895 | 183333371.591 | 208802288.2466 | 222598564.8209 | 198000649.5596 | 254311514.6131 | 241562088.6081 | 245718475.6638 | 255945042.8184 | 242405373.6728 | 246935926.0241 | 224164657.6647 | 109207747.119 | 233195391.959 | 221628649.6821 | 209275133.9133 | 302341949.5983 | 227772935.2988 | 245458763.9643 | 268867115.8139 | 223349398.0822 | 238552933.926 | 219946393.1348 | 7752067.8964 | 8528868.4967 | 9659184.8452 | 7506326.365 | 8316855.9506 | 8982013.4634 | 10528599.6294 | 11551175.5987 | 11650418.1324 | 10425352.2115 | 10653005.406
Base Capex - sets out Base Capex by portfolio on a real basis excluding interest during construction, real basis including interest during construction, nominal expenditure basis and nominal commissioned basis
BASE CAPEX - Variance with CC $ Adjustment and Original Escalator Rates ($m) |  |  | 2009-10: Expenditure excl. interest during construction (real 2012/13 prices); Forecast 2009-10: Interest during construction (real 2012/13 prices); Forecast 2009-10: Expenditure incl. interest during construction (real 2012/13 prices); Forecast 2009-10: CPI adjustment; Forecast 2009-10: RPE adjustment; Forecast 2009-10: Expenditure incl. interest during construction (nominal) | Commissioned value (nominal) | [10 empty] | Interest during construction - expenditure basis (nominal)
|  |  | 2009-10: Admin Settlement; Actual 2011-12: RCP1; Forecast 2015-16: RCP2; Forecast 2009-10: Admin Settlement; Actual 2011-12: RCP1; Forecast 2015-16: RCP2; Forecast 2009-10: Admin Settlement; Actual 2011-12: RCP1; Forecast 2015-16: RCP2; Forecast 2009-10: Admin Settlement; Actual 2011-12: RCP1; Forecast 2015-16: RCP2; Forecast 2009-10: Admin Settlement; Actual 2011-12: RCP1; Forecast 2015-16: RCP2; Forecast 2009-10: Admin Settlement; Actual 2011-12: RCP1; Forecast 2015-16: RCP2 | Admin Settlement |  | RCP1 |  |  |  | RCP2 |  |  |  |  | Admin Settlement |  | RCP1 |  |  |  | RCP2
|  |  | Actual 2011-12: Actual; Forecast 2013-14: Forecast; Actual 2011-12: Actual; Forecast 2013-14: Forecast; Actual 2011-12: Actual; Forecast 2013-14: Forecast; Actual 2011-12: Actual; Forecast 2013-14: Forecast; Actual 2011-12: Actual; Forecast 2013-14: Forecast; Actual 2011-12: Actual; Forecast 2013-14: Forecast |  |  | Actual |  | Forecast | [8 empty] | Actual |  | Forecast
Capex Category and Portfolio |  |  | 2009-10 | 2010-11 | 2011-12 | 2012-13 | 2013-14 | 2014-15 | 2015-16 | 2016-17 | 2017-18 | 2018-19 | 2019-20 | 2009-10 | 2010-11 | 2011-12 | 2012-13 | 2013-14 | 2014-15 | 2015-16 | 2016-17 | 2017-18 | 2018-19 | 2019-20 | 2009-10 | 2010-11 | 2011-12 | 2012-13 | 2013-14 | 2014-15 | 2015-16 | 2016-17 | 2017-18 | 2018-19 | 2019-20 | 2009-10 | 2010-11 | 2011-12 | 2012-13 | 2013-14 | 2014-15 | 2015-16 | 2016-17 | 2017-18 | 2018-19 | 2019-20 | 2009-10 | 2010-11 | 2011-12 | 2012-13 | 2013-14 | 2014-15 | 2015-16 | 2016-17 | 2017-18 | 2018-19 | 2019-20 | 2009-10 | 2010-11 | 2011-12 | 2012-13 | 2013-14 | 2014-15 | 2015-16 | 2016-17 | 2017-18 | 2018-19 | 2019-20 | 2009-10 | 2010-11 | 2011-12 | 2012-13 | 2013-14 | 2014-15 | 2015-16 | 2016-17 | 2017-18 | 2018-19 | 2019-20 | 2009-10 | 2010-11 | 2011-12 | 2012-13 | 2013-14 | 2014-15 | 2015-16 | 2016-17 | 2017-18 | 2018-19 | 2019-20
Grid R&R | Transmission Lines | TL Tower | 0 | 0 | 0 | 0 | 0 | 0 | -21253 | -21253 | -21253 | -21253 | -21253 |  | 2.9104e-11 | 0 | 0 | 0 | 0 | -762 | -763 | -763 | -763 | -762 | 0 | 6.5484e-11 | 0 | 0 | 0 | 0 | -22015 | -22016 | -22016 | -22016 | -22015 | 0 | -1.9327e-12 | 0 | 0 | 0 | 0 | -1210.825 | -1697.4336 | -2194.9952 | -2703.5648 | -3222.996 | 0 | 0 | 0 | 0 | 0 | 0 | 0 | 0 | 0 | 0 | 0 | 0 | 0 | 0 | 0 | 0 | 0 | -23225.825 | -23713.4336 | -24210.9952 | -24719.5648 | -25237.996 | 0 | 0 | 0 | 0 | 0 | 0 | -23225.825 | -23713.4336 | -24210.9952 | -24719.5648 | -25237.996 | 0 | 4.1837e-11 | 0 | 0 | 0 | 0 | -803.91 | -821.8273 | -839.0711 | -856.6964 | -873.5568
Grid R&R | Transmission Lines | TL Pole | 0 | 0 | 0 | 0 | 0 | 0 | -264300 | -224575 | -284474 | -226339 | -231497 |  | 0 | 0 | 0 | 0 | 0 | -9390 | -8067 | -10113 | -8458 | -8297 | 0 | 0 | 0 | 0 | 0 | 0 | -273690 | -232642 | -294587 | -234797 | -239794 | 0 | 0 | 0 | 0 | 0 | 0 | -15052.95 | -17936.6982 | -29370.3239 | -28833.0716 | -35105.8416 | 0 | 0 | 0 | 0 | 0 | 0 | 0 | 0 | 0 | 0 | 0 | 0 | 0 | 0 | 0 | 0 | 0 | -288742.95 | -250578.6982 | -323957.3239 | -263630.0716 | -274899.8416 | 0 | 0 | 0 | 0 | 0 | 0 | -288742.95 | -250578.6982 | -323957.3239 | -263630.0716 | -274899.8416 | 0 | 0 | 0 | 0 | 0 | 0 | -9906.45 | -8688.9657 | -11121.2661 | -9496.6424 | -9511.6808
Grid R&R | Transmission Lines | TL Paint | 0 | 0 | 0 | 0 | 0 | 0 | -1647944 | -1738737 | -1792585 | -1890917 | -1966003 |  | 0 | 0 | 0 | 0 | 0 | -58846 | -62305 | -64035 | -67826 | -70430 | 0 | 0 | 0 | 0 | 0 | 0 | -1706790 | -1801042 | -1856620 | -1958743 | -2036433 | 0 | 0 | 0 | 0 | 0 | 0 | -93873.45 | -138860.3382 | -185105.014 | -240533.6404 | -298133.7912 | 0 | 0 | 0 | 0 | 0 | 0 | 0 | 0 | 0 | 0 | 0 | 0 | 0 | 0 | 0 | 0 | 0 | -1800663.45 | -1939902.3382 | -2041725.014 | -2199276.6404 | -2334566.7912 | 0 | 0 | 0 | 0 | 0 | 0 | -1800663.45 | -1939902.3382 | -2041725.014 | -2199276.6404 | -2334566.7912 | 0 | 0 | 0 | 0 | 0 | 0 | -62082.53 | -67108.7155 | -70419.2895 | -76155.0328 | -80740.952
Grid R&R | Transmission Lines | TL Foundation | 0 | 0 | 0 | 0 | 0 | 0 | -60958 | -56552 | -73032 | -56552 | -73032 |  | 0 | 0 | 0 | 0 | 0 | -2185 | -2029 | -2620 | -2029 | -2618 | 0 | 0 | 0 | 0 | 0 | 0 | -63143 | -58581 | -75652 | -58581 | -75650 | 0 | 0 | 0 | 0 | 0 | 0 | -3472.865 | -4516.5951 | -7542.5044 | -7193.7468 | -11075.16 | 0 | 0 | 0 | 0 | 0 | 0 | 0 | 0 | 0 | 0 | 0 | 0 | 0 | 0 | 0 | 0 | 0 | -66615.865 | -63097.5951 | -83194.5044 | -65774.7468 | -86725.16 | 0 | 0 | 0 | 0 | 0 | 0 | -66615.865 | -63097.5951 | -83194.5044 | -65774.7468 | -86725.16 | 0 | 0 | 0 | 0 | 0 | 0 | -2305.175 | -2185.4359 | -2881.214 | -2278.1612 | -3001.2752
Grid R&R | Transmission Lines | TL Grillage | 0 | 0 | 0 | 0 | 0 | 0 | -487052 | -506411 | -500077 | -498912 | -471821 |  | 0 | 0 | 0 | 0 | 0 | -17439 | -18085 | -17958 | -17815 | -16885 | 0 | 0 | 0 | 0 | 0 | 0 | -504491 | -524496 | -518035 | -516727 | -488706 | 0 | 0 | 0 | 0 | 0 | 0 | -27747.005 | -40438.6416 | -51648.0895 | -63454.0756 | -71546.5584 | 0 | 0 | 0 | 0 | 0 | 0 | 0 | 0 | 0 | 0 | 0 | 0 | 0 | 0 | 0 | 0 | 0 | -532238.005 | -564934.6416 | -569683.0895 | -580181.0756 | -560252.5584 | 0 | 0 | 0 | 0 | 0 | 0 | -532238.005 | -564934.6416 | -569683.0895 | -580181.0756 | -560252.5584 | 0 | 0 | 0 | 0 | 0 | 0 | -18398.145 | -19479.3535 | -19748.4126 | -20002.682 | -19356.964
Grid R&R | Transmission Lines | TL Conductor | 0 | 0 | 0 | 0 | 0 | 0 | -771570 | -348594 | -260676 | -79907 | -182536 |  | 0 | 0 | 0 | 0 | 0 | -29548 | -13092 | -9389 | -2903 | -6543 | 0 | 0 | 0 | 0 | 0 | 0 | -801118 | -361686 | -270065 | -82810 | -189079 | 0 | 0 | 0 | 0 | 0 | 0 | -44061.49 | -27885.9906 | -26925.4805 | -10169.068 | -27681.1656 | 0 | 0 | 0 | 0 | 0 | 0 | 0 | 0 | 0 | 0 | 0 | 0 | 0 | 0 | 0 | 0 | 0 | -845179.49 | -389571.9906 | -296990.4805 | -92979.068 | -216760.1656 | 0 | 0 | 0 | 0 | 0 | 0 | -845179.49 | -389571.9906 | -296990.4805 | -92979.068 | -216760.1656 | 0 | 0 | 0 | 0 | 0 | 0 | -31173.14 | -14101.3932 | -10325.0833 | -3259.4884 | -7500.8952
Grid R&R | Transmission Lines | TL Insulators | 0 | 0 | 0 | 0 | 0 | 0 | -354348 | -350790 | -337137 | -354102 | -343763 |  | 0 | 0 | 0 | 0 | 0 | -12554 | -12459 | -12096 | -12705 | -12319 | 0 | 0 | 0 | 0 | 0 | 0 | -366902 | -363249 | -349233 | -366807 | -356082 | 0 | 0 | 0 | 0 | 0 | 0 | -20179.61 | -28006.4979 | -34818.5301 | -45043.8996 | -52130.4048 | 0 | 0 | 0 | 0 | 0 | 0 | 0 | 0 | 0 | 0 | 0 | 0 | 0 | 0 | 0 | 0 | 0 | -387081.61 | -391255.4979 | -384051.5301 | -411850.8996 | -408212.4048 | 0 | 0 | 0 | 0 | 0 | 0 | -387081.61 | -391255.4979 | -384051.5301 | -411850.8996 | -408212.4048 | 0 | 0 | 0 | 0 | 0 | 0 | -13244.47 | -13419.5889 | -13301.9712 | -14265.174 | -14122.5016
Grid R&R | Transmission Lines | TL Access | 0 | 0 | 0 | 0 | 0 | 0 | -54766 | -59330 | -59330 | -59330 | -59330 |  | 0 | 0 | 0 | 0 | 0 | -1963 | -2129 | -2129 | -2129 | -2127 | 0 | 0 | 0 | 0 | 0 | 0 | -56729 | -61459 | -61459 | -61459 | -61457 | 0 | 0 | 0 | 0 | 0 | 0 | -3120.095 | -4738.4889 | -6127.4623 | -7547.1652 | -8997.3048 | 0 | 0 | 0 | 0 | 0 | 0 | 0 | 0 | 0 | 0 | 0 | 0 | 0 | 0 | 0 | 0 | 0 | -59849.095 | -66197.4889 | -67586.4623 | -69006.1652 | -70454.3048 | 0 | 0 | 0 | 0 | 0 | 0 | -59849.095 | -66197.4889 | -67586.4623 | -69006.1652 | -70454.3048 | 0 | 0 | 0 | 0 | 0 | 0 | -2070.965 | -2293.1459 | -2341.2613 | -2390.4412 | -2438.3928
Grid R&R | AC Stations | ACS Outdoor to Indoor Conv | 0 | 0 | 0 | 0 | 0 | 0 | -1004442 | -747141 | -755512 | -614361 | -705960 |  | 0 | 0 | 0 | 0 | 0 | -79326 | -58379 | -50944 | -38556 | -40450 | 0 | 0 | 0 | 0 | 0 | 0 | -1083768 | -805520 | -806456 | -652917 | -746410 | 0 | 0 | 0 | 0 | 0 | 0 | -59607.24 | -62105.592 | -80403.6632 | -80178.2076 | -109274.424 | 0 | 0 | 0 | 0 | 0 | 0 | 0 | 0 | 0 | 0 | 0 | 0 | 0 | 0 | 0 | 0 | 0 | -1143375.24 | -867625.592 | -886859.6632 | -733095.2076 | -855684.424 | 0 | -2.3283e-10 | 0 | 0 | 0 | 0 | -1143375.24 | -867625.592 | -886859.6632 | -733095.2076 | -855684.424 | 0 | 0 | 0 | 0 | 0 | 0 | -83688.93 | -62880.0209 | -56023.1168 | -43290.6768 | -46371.88
Grid R&R | AC Stations | ACS Outdoor Circuit Breakers | 0 | 0 | 0 | 0 | 0 | 0 | -186160 | -210432 | -181144 | -129678 | -172339 |  | 0 | 0 | 0 | 0 | 0 | -7021 | -11800 | -12181 | -4796 | -10347 | 0 | 0 | 0 | 0 | 0 | 0 | -193181 | -222232 | -193325 | -134474 | -182686 | 0 | 0 | 0 | 0 | 0 | 0 | -10624.955 | -17134.0872 | -19274.5025 | -16513.4072 | -26745.2304 | 0 | 0 | 0 | 0 | 0 | 0 | 0 | 0 | 0 | -2.3283e-10 | 0 | 0 | 0 | 0 | 0 | 0 | 0 | -203805.955 | -239366.0872 | -212599.5025 | -150987.4072 | -209431.2304 | 0 | 0 | 0 | 0 | 0 | 0 | -203805.955 | -239366.0872 | -212599.5025 | -150987.4072 | -209431.2304 | 0 | 0 | 0 | 0 | 0 | 0 | -7407.155 | -12709.78 | -13395.4457 | -5384.9488 | -11861.8008
Grid R&R | AC Stations | ACS Indoor Switchgear | 0 | 0 | 0 | 0 | 0 | 0 | -194884 | -436643 | -383085 | -342853 | -40366 |  | 0 | 0 | 0 | 0 | 0 | -6849 | -23976 | -49915 | -26563 | -2607 | 0 | 0 | 0 | 0 | 0 | 0 | -201733 | -460619 | -433000 | -369416 | -42973 | 0 | 0 | 0 | 0 | 0 | 0 | -11095.315 | -35513.7249 | -43170.1 | -45364.2848 | -6291.2472 | 0 | 0 | 0 | 0 | 0 | 0 | 0 | 0 | 0 | 0 | 0 | 0 | 0 | 0 | 0 | 0 | 0 | -212828.315 | -496132.7249 | -476170.1 | -414780.2848 | -49264.2472 | 0 | -1.1642e-09 | 0 | 0 | 0 | 0 | -212828.315 | -496132.7249 | -476170.1 | -414780.2848 | -49264.2472 | 0 | 0 | 0 | 0 | 0 | 0 | -7225.695 | -25824.5496 | -54891.5255 | -29824.9364 | -2988.6648
Grid R&R | AC Stations | ACS Power Transformers | 0 | 0 | 0 | 0 | 0 | 0 | -650201 | -1191425 | -1081809 | -785801 | -1266291 |  | 0 | 0 | 0 | 0 | 0 | -35960 | -78654 | -89916 | -37892 | -91060 | 0 | 0 | 0 | 0 | 0 | 0 | -686161 | -1270079 | -1171725 | -823693 | -1357351 | 0 | 0 | 0 | 0 | 0 | 0 | -37738.855 | -97923.0909 | -116820.9825 | -101149.5004 | -198716.1864 | 0 | 0 | 0 | 0 | 0 | 0 | -6855.0628 | 0 | 0 | 0 | 0 | 0 | 0 | 0 | 0 | 0 | 0 | -730754.9178 | -1368002.0909 | -1288545.9825 | -924842.5004 | -1556067.1864 | 0 | 0 | 0 | 0 | 0 | 0 | -730754.9178 | -1368002.0909 | -1288545.9825 | -924842.5004 | -1556067.1864 | 0 | 0 | 0 | 0 | 0 | 0 | -38174.9976 | -84718.2234 | -98880.6252 | -42545.1376 | -104391.184
Grid R&R | AC Stations | ACS Buildings & Grounds | 0 | 0 | 0 | 0 | 0 | 0 | -227423 | -266765 | -208859 | -284996 | -163374 |  | 0 | 0 | 0 | 0 | 0 | -5922 | -10449 | -10454 | -18739 | -9275 | 0 | 0 | 0 | 0 | 0 | 0 | -233345 | -277214 | -219313 | -303735 | -172649 | 0 | 0 | 0 | 0 | 0 | 0 | -12833.975 | -21373.1994 | -21865.5061 | -37298.658 | -25275.8136 | 0 | 0 | 0 | 0 | 0 | 0 | 0 | 0 | 0 | 0 | 0 | 0 | 0 | 0 | 0 | 0 | 0 | -246178.975 | -298587.1994 | -241178.5061 | -341033.658 | -197924.8136 | 0 | 0 | 0 | 0 | 0 | 0 | -246178.975 | -298587.1994 | -241178.5061 | -341033.658 | -197924.8136 | 0 | 0 | 0 | 0 | 0 | 0 | -6247.71 | -11254.6179 | -11496.2638 | -21040.1492 | -10632.86
Grid R&R | AC Stations | ACS Buildings & Seismic | 0 | 0 | 0 | 0 | 0 | 0 | -168959 | 0 | 0 | 0 | 0 |  | 0 | 0 | 0 | 0 | 0 | -6142 | 0 | 0 | 0 | 0 | 0 | 0 | 0 | 0 | 0 | 0 | -175101 | 0 | 0 | 0 | 0 | 0 | 0 | 0 | 0 | 0 | 0 | -9630.555 | 0 | 0 | 0 | 0 | 0 | 0 | 0 | 0 | 0 | 0 | 0 | 0 | 0 | 0 | 0 | 0 | 0 | 0 | 0 | 0 | 0 | -184731.555 | 0 | 0 | 0 | 0 | 0 | 0 | 0 | 0 | 0 | 0 | -184731.555 | 0 | 0 | 0 | 0 | 0 | 0 | 0 | 0 | 0 | 0 | -6479.81 | 0 | 0 | 0 | 0
Grid R&R | AC Stations | ACS Dynamic Reactive Power | 0 | 0 | 0 | 0 | 0 | 0 | -123268 | -68416 | -106116 | -62526 | -98932 |  | 0 | 0 | 0 | 0 | 0 | -4470 | -2730 | -4644 | -4082 | -6282 | 0 | 0 | 0 | 0 | 0 | 0 | -127738 | -71146 | -110760 | -66608 | -105214 | 0 | 0 | 0 | 0 | 0 | 0 | -7025.59 | -5485.3566 | -11042.772 | -8179.4624 | -15403.3296 | 0 | 0 | 0 | 0 | 0 | 0 | 217.527 | 0 | 0 | 0 | 0 | 0 | 0 | 0 | 0 | 0 | 0 | -134546.063 | -76631.3566 | -121802.772 | -74787.4624 | -120617.3296 | 0 | 0 | 0 | 0 | 0 | 0 | -134546.063 | -76631.3566 | -121802.772 | -74787.4624 | -120617.3296 | 0 | 0 | 0 | 0 | 0 | 0 | -4708.323 | -2940.483 | -5107.0068 | -4583.2696 | -7201.6848
Grid R&R | AC Stations | ACS Capacitors & Reactors | 0 | 0 | 0 | 0 | 0 | 0 | -103289 | -40631 | -47413 | -85472 | -62402 |  | 0 | 0 | 0 | 0 | 0 | -3686 | -2472 | -6244 | -3067 | -2237 | 0 | 0 | 0 | 0 | 0 | 0 | -106975 | -43103 | -53657 | -88539 | -64639 | 0 | 0 | 0 | 0 | 0 | 0 | -5883.625 | -3323.2413 | -5349.6029 | -10872.5892 | -9463.1496 | 0 | 0 | 0 | 0 | 0 | 0 | 0 | 0 | 0 | 0 | 0 | 0 | 0 | 0 | 0 | 0 | 0 | -112858.625 | -46426.2413 | -59006.6029 | -99411.5892 | -74102.1496 | 0 | 0 | 0 | 0 | 0 | 0 | -112858.625 | -46426.2413 | -59006.6029 | -99411.5892 | -74102.1496 | 0 | 0 | 0 | 0 | 0 | 0 | -3888.73 | -2662.5912 | -6866.5268 | -3443.6276 | -2564.4968
Grid R&R | AC Stations | ACS Power Cables | 0 | 0 | 0 | 0 | 0 | 0 | -32500 | 0 | 0 | -265247 | -64356 |  | 0 | 0 | 0 | 0 | 0 | -1165 | 0 | 0 | -8240 | -3541 | 0 | 0 | 0 | 0 | 0 | 0 | -33665 | 0 | 0 | -273487 | -67897 | 0 | 0 | 0 | 0 | 0 | 0 | -1851.575 | -1.819e-12 | 3.7517e-12 | -33584.2036 | -9940.1208 | 0 | 0 | 0 | 0 | 0 | 0 | 0 | 5.6843e-14 | 5.6843e-14 | 0 | 0 | 0 | 0 | 0 | 0 | 0 | 0 | -35516.575 | -1.7621e-12 | 3.8085e-12 | -307071.2036 | -77837.1208 | 0 | 0 | 0 | 0 | 0 | 0 | -35516.575 | 0 | 0 | -307071.2036 | -77837.1208 | 0 | 0 | 0 | 0 | 0 | 0 | -1229.075 | 5.6843e-14 | 1.7053e-13 | -9251.872 | -4059.4024
Grid R&R | AC Stations | ACS Structures & Buswork | 0 | 0 | 0 | 0 | 0 | 0 | -154678 | -116782 | -141825 | -94266 | -3450 |  | 0 | 0 | 0 | 0 | 0 | -33023 | -10795 | -8160 | -18175 | -124 | 0 | 0 | 0 | 0 | 0 | 0 | -187701 | -127577 | -149985 | -112441 | -3574 | 0 | 0 | 0 | 0 | 0 | 0 | -10323.555 | -9836.1867 | -14953.5045 | -13807.7548 | -523.2336 | 0 | 0 | 0 | 0 | 0 | 0 | 0 | 0 | 0 | 0 | 0 | 0 | 0 | 0 | 0 | 0 | 0 | -198024.555 | -137413.1867 | -164938.5045 | -126248.7548 | -4097.2336 | 0 | 0 | 0 | 0 | 0 | 0 | -198024.555 | -137413.1867 | -164938.5045 | -126248.7548 | -4097.2336 | 0 | 0 | 0 | 0 | 0 | 0 | -34839.265 | -11627.2945 | -8973.552 | -20406.89 | -142.1536
Grid R&R | AC Stations | ACS Instrument Transformers | 0 | 0 | 0 | 0 | 0 | 0 | -196385 | -182568 | -185051 | -150840 | -72617 |  | 0 | 0 | 0 | 0 | 0 | -7691 | -8579 | -7847 | -7246 | -2603 | 0 | 0 | 0 | 0 | 0 | 0 | -204076 | -191147 | -192898 | -158086 | -75220 | 0 | 0 | 0 | 0 | 0 | 0 | -11224.18 | -14737.4337 | -19231.9306 | -19412.9608 | -11012.208 | 0 | 0 | 0 | 0 | 0 | 0 | 0 | 0 | 0 | 0 | 0 | 0 | 0 | 0 | 0 | 0 | 0 | -215300.18 | -205884.4337 | -212129.9306 | -177498.9608 | -86232.208 | 0 | 0 | 0 | 0 | 0 | 0 | -215300.18 | -205884.4337 | -212129.9306 | -177498.9608 | -86232.208 | 0 | 0 | 0 | 0 | 0 | 0 | -8114.005 | -9240.4409 | -8629.3459 | -8135.8088 | -2984.0792
Grid R&R | AC Stations | ACS Disconnectors & E/S | 0 | 0 | 0 | 0 | 0 | 0 | -129736 | -126703 | -33172 | -159980 | -150778 |  | 0 | 0 | 0 | 0 | 0 | -4982 | -4708 | -1190 | -5741 | -5404 | 0 | 0 | 0 | 0 | 0 | 0 | -134718 | -131411 | -34362 | -165721 | -156182 | 0 | 0 | 0 | 0 | 0 | 0 | -7409.49 | -10131.7881 | -3425.8914 | -20350.5388 | -22865.0448 | 0 | 0 | 0 | 0 | 0 | 0 | 2.9104e-10 | 0 | 0 | 0 | 0 | 0 | 0 | 0 | 0 | 0 | 0 | -142127.49 | -141542.7881 | -37787.8914 | -186071.5388 | -179047.0448 | 0 | 0 | 0 | 0 | 0 | 0 | -142127.49 | -141542.7881 | -37787.8914 | -186071.5388 | -179047.0448 | 0 | 0 | 0 | 0 | 0 | 0 | -5256.01 | -5070.9868 | -1308.643 | -6445.9948 | -6195.1456
Grid R&R | AC Stations | ACS Other Station Equipment | 0 | 0 | 0 | 0 | 0 | 0 | -52750 | -55043 | -57446 | -43335 | -51166 |  | 0 | 0 | 0 | 0 | 0 | -2020 | -4284 | -6710 | -1555 | -1834 | 0 | 0 | 0 | 0 | 0 | 0 | -54770 | -59327 | -64156 | -44890 | -53000 | 0 | 0 | 0 | 0 | 0 | 0 | -3012.35 | -4574.1117 | -6396.3532 | -5512.492 | -7759.2 | 0 | 0 | 0 | 0 | 0 | 0 | 0 | 0 | 0 | 0 | 0 | 0 | 0 | 0 | 0 | 0 | 0 | -57782.35 | -63901.1117 | -70552.3532 | -50402.492 | -60759.2 | 0 | 0 | 0 | 0 | 0 | 0 | -57782.35 | -63901.1117 | -70552.3532 | -50402.492 | -60759.2 | 0 | 0 | 0 | 0 | 0 | 0 | -2131.1 | -4614.2964 | -7378.987 | -1745.954 | -2102.4976
Grid R&R | Secondary Assets | SA Substation Mgmt Systems | 0 | 0 | 0 | 0 | 0 | 0 | -5004138 | -3101464 | -1677613 | -1879922 | -164614 |  | 0 | 0 | 0 | 0 | 0 | -173585 | -113819 | -47176 | -57800 | 6866 | 0 | 0 | 0 | 0 | 0 | 0 | -5177723 | -3215283 | -1724789 | -1937722 | -157748 | 0 | 0 | 0 | 0 | 0 | 0 | -284774.765 | -247898.3193 | -171961.4633 | -237952.2616 | -23094.3072 | 0 | 0 | 0 | 0 | 0 | 0 | 0 | 0 | 0 | 0 | 0 | 0 | 0 | 0 | 0 | 0 | 0 | -5462497.765 | -3463181.3193 | -1896750.4633 | -2175674.2616 | -180842.3072 | 0 | 0 | 0 | 0 | 0 | 0 | -5462497.765 | -3463181.3193 | -1896750.4633 | -2175674.2616 | -180842.3072 | 0 | 0 | 0 | 0 | 0 | 0 | -183132.175 | -122594.4449 | -51879.4472 | -64897.84 | 7871.1824
Grid R&R | Secondary Assets | SA Metering | 0 | 0 | 0 | 0 | 0 | 0 | 0 | 0 | 0 | 0 | 0 |  | 0 | 0 | 0 | 0 | 0 | 0 | 0 | 0 | 0 | 0 | 0 | 0 | 0 | 0 | 0 | 0 | 0 | 0 | 0 | 0 | 0 | 0 | 0 | 0 | 0 | 0 | 0 | 0 | 0 | 0 | 0 | 0 | 0 | 0 | 0 | 0 | 0 | 0 | 0 | 0 | 0 | 0 | 0 | 0 | 0 | 0 | 0 | 0 | 0 | 0 | 0 | 0 | 0 | 0 | 0 | 0 | 0 | 0 | 0 | 0 | 0 | 0 | 0 | 0 | 0 | 0 | 0 | 0 | 0 | 0 | 0 | 0 | 0 | 0 | 0 | 0
Grid R&R | Secondary Assets | SA BZ Protection | 0 | 0 | 0 | 0 | 0 | 0 | 0 | 0 | 0 | 0 | 0 |  | 0 | 0 | 0 | 0 | 0 | 0 | 0 | 0 | 0 | 0 | 0 | 0 | 0 | 0 | 0 | 0 | 0 | 0 | 0 | 0 | 0 | 0 | 0 | 0 | 0 | 0 | 0 | 0 | 0 | 0 | 0 | 0 | 0 | 0 | 0 | 0 | 0 | 0 | 0 | 0 | 0 | 0 | 0 | 0 | 0 | 0 | 0 | 0 | 0 | 0 | 0 | 0 | 0 | 0 | 0 | 0 | 0 | 0 | 0 | 0 | 0 | 0 | 0 | 0 | 0 | 0 | 0 | 0 | 0 | 0 | 0 | 0 | 0 | 0 | 0 | 0
Grid R&R | Secondary Assets | SA Line Protection | 0 | 0 | 0 | 0 | 0 | 0 | 0 | 0 | 0 | 0 | 0 |  | 0 | 0 | 0 | 0 | 0 | 0 | 0 | 0 | 0 | 0 | 0 | 0 | 0 | 0 | 0 | 0 | 0 | 0 | 0 | 0 | 0 | 0 | 0 | 0 | 0 | 0 | 0 | 0 | 0 | 0 | 0 | 0 | 0 | 0 | 0 | 0 | 0 | 0 | 0 | 0 | 0 | 0 | 0 | 0 | 0 | 0 | 0 | 0 | 0 | 0 | 0 | 0 | 0 | 0 | 0 | 0 | 0 | 0 | 0 | 0 | 0 | 0 | 0 | 0 | 0 | 0 | 0 | 0 | 0 | 0 | 0 | 0 | 0 | 0 | 0 | 0
Grid R&R | Secondary Assets | SA Transformer Protection | 0 | 0 | 0 | 0 | 0 | 0 | 0 | 0 | 0 | 0 | 0 |  | 0 | 0 | 0 | 0 | 0 | 0 | 0 | 0 | 0 | 0 | 0 | 0 | 0 | 0 | 0 | 0 | 0 | 0 | 0 | 0 | 0 | 0 | 0 | 0 | 0 | 0 | 0 | 0 | 0 | 0 | 0 | 0 | 0 | 0 | 0 | 0 | 0 | 0 | 0 | 0 | 0 | 0 | 0 | 0 | 0 | 0 | 0 | 0 | 0 | 0 | 0 | 0 | 0 | 0 | 0 | 0 | 0 | 0 | 0 | 0 | 0 | 0 | 0 | 0 | 0 | 0 | 0 | 0 | 0 | 0 | 0 | 0 | 0 | 0 | 0 | 0
Grid R&R | Secondary Assets | SA Batteries & DC Systems | 0 | 0 | 0 | 0 | 0 | 0 | 0 | 0 | 0 | 0 | 0 |  | 0 | 0 | 0 | 0 | 0 | 0 | 0 | 0 | 0 | 0 | 0 | 0 | 0 | 0 | 0 | 0 | 0 | 0 | 0 | 0 | 0 | 0 | 0 | 0 | 0 | 0 | 0 | 0 | 0 | 0 | 0 | 0 | 0 | 0 | 0 | 0 | 0 | 0 | 534.378 | 0 | 0 | 0 | 0 | 0 | 0 | 0 | 0 | 0 | 0 | 534.378 | 0 | 0 | 0 | 0 | 0 | 0 | 0 | 0 | 0 | 0 | 534.378 | 0 | 0 | 0 | 0 | 0 | 0 | 0 | 0 | 0 | 0 | 18.4926 | 0 | 0 | 0 | 0
Grid R&R | Secondary Assets | SA Feeder Protection | 0 | 0 | 0 | 0 | 0 | 0 | 0 | 0 | 0 | 0 | 0 |  | 0 | 0 | 0 | 0 | 0 | 0 | 0 | 0 | 0 | 0 | 0 | 0 | 0 | 0 | 0 | 0 | 0 | 0 | 0 | 0 | 0 | 0 | 0 | 0 | 0 | 0 | 0 | 0 | 0 | 0 | 0 | 0 | 0 | 0 | 0 | 0 | 0 | 0 | 0 | 0 | 0 | 0 | 0 | 0 | 0 | 0 | 0 | 0 | 0 | 0 | 0 | 0 | 0 | 0 | 0 | 0 | 0 | 0 | 0 | 0 | 0 | 0 | 0 | 0 | 0 | 0 | 0 | 0 | 0 | 0 | 0 | 0 | 0 | 0 | 0 | 0
Grid R&R | HVDC Stations | HVDC | 0 | 0 | 0 | 0 | 0 | 0 | 0 | 0 | 0 | 0 | 0 |  | 0 | 0 | 0 | 0 | 0 | 0 | 0 | 0 | 0 | 0 | 0 | 0 | 0 | 0 | 0 | 0 | 0 | 0 | 0 | 0 | 0 | 0 | 0 | 0 | 0 | 0 | 0 | 0 | 0 | 0 | 0 | 0 | 0 | 0 | 0 | 0 | 0 | 0 | 0 | 0 | 0 | 0 | 0 | 0 | 0 | 0 | 0 | 0 | 0 | 0 | 0 | 0 | 0 | 0 | 0 | 0 | 0 | 0 | 0 | 0 | 0 | 0 | 0 | 0 | 0 | 0 | 0 | 0 | 0 | 0 | 0 | 0 | 0 | 0 | 0 | 0
Grid E&D | Grid E&D RCP1 <5mil | GD High Impact Low Probability | 0 | 0 | 0 | 0 | 0 | 0 | 0 | 0 | 0 | 0 | 0 |  | 0 | 0 | 0 | 0 | 0 | 0 | 0 | 0 | 0 | 0 | 0 | 0 | 0 | 0 | 0 | 0 | 0 | 0 | 0 | 0 | 0 | 0 | 0 | 0 | 0 | 0 | 0 | 0 | 0 | 0 | 0 | 0 | 0 | 0 | 0 | 0 | 0 | 0 | 0 | 0 | 0 | 0 | 0 | 0 | 0 | 0 | 0 | 0 | 0 | 0 | 0 | 0 | 0 | 0 | 0 | 0 | 0 | 0 | 0 | 0 | 0 | 0 | 0 | 0 | 0 | 0 | 0 | 0 | 0 | 0 | 0 | 0 | 0 | 0 | 0 | 0
Grid E&D | Grid E&D RCP1 <5mil | GD Remove Branch Component | 0 | 0 | 0 | 0 | 0 | 0 | 0 | 0 | 0 | 0 | 0 |  | 0 | 0 | 0 | 0 | 0 | 0 | 0 | 0 | 0 | 0 | 0 | 0 | 0 | 0 | 0 | 0 | 0 | 0 | 0 | 0 | 0 | 0 | 0 | 0 | 0 | 0 | 0 | 0 | 0 | 0 | 0 | 0 | 0 | 0 | 0 | 0 | 0 | 0 | 0 | 0 | 0 | 0 | 0 | 0 | 0 | 0 | 0 | 0 | 0 | 0 | 0 | 0 | 0 | 0 | 0 | 0 | 0 | 0 | 0 | 0 | 0 | 0 | 0 | 0 | 0 | 0 | 0 | 0 | 0 | 0 | 0 | 0 | 0 | 0 | 0 | 0
Grid E&D | Grid E&D RCP2 <20mil | Otahuhu-Wiri transmission capacity | 0 | 0 | 0 | 0 | 0 | 0 | -2386665 | -8530160 | -5513768 | 0 | 0 |  | 0 | 0 | 0 | 0 | 0 | -92809 | -518961 | -1151547 | 0 | 0 | 0 | 0 | 0 | 0 | 0 | 0 | -2479474 | -9049121 | -6665315 | 0 | 0 | 0 | 0 | 0 | 0 | 0 | 0 | -136371.07 | -697687.2291 | -664531.9055 | 0 | 0 | 0 | 0 | 0 | 0 | 0 | 0 | -153727.388 | -628913.9095 | -495232.9045 | 0 | 0 | 0 | 0 | 0 | 0 | 0 | 0 | -2769572.458 | -10375722.1386 | -7825079.81 | 0 | 0 | 0 | 0 | 0 | 0 | 0 | 0 | 0 | 0 | -21359650.34 | 0 | 0 | 0 | 0 | 0 | 0 | 0 | 0 | -103667.653 | -595040.6826 | -1351916.178 | 0 | 0
Grid E&D | Grid E&D RCP2 <20mil | Relieve generation constraints | 0 | 0 | 0 | 0 | 0 | 0 | 0 | 0 | -1080716 | -4481340 | -4462257 |  | 0 | 0 | 0 | 0 | 0 | 0 | 0 | -32640 | -353465 | -260197 | 0 | 0 | 0 | 0 | 0 | 0 | 0 | 0 | -1113356 | -4834805 | -4722454 | 0 | 0 | 0 | 0 | 0 | 0 | 0 | 0 | -111001.5932 | -593714.054 | -691367.2656 | 0 | 0 | 0 | 0 | 0 | 0 | 0 | 0 | -80606.9744 | -337952.8695 | -315459.9272 | 0 | 0 | 0 | 0 | 0 | 0 | 0 | 0 | -1304964.5676 | -5766471.9235 | -5729281.1928 | 0 | 0 | 0 | 0 | 0 | 0 | 0 | 0 | 0 | -7094371.6247 | -5729281.1928 | 0 | 0 | 0 | 0 | 0 | 0 | 0 | 0 | -38257.344 | -421577.7055 | -315671.0004
Grid E&D | Grid E&D RCP2 <20mil | Upper North Island reactive support 2012 - 2020 | 0 | 0 | 0 | 0 | 0 | 0 | 0 | 0 | 49614 | 242314 | -8129 |  | 0 | 0 | 0 | 0 | 0 | 0 | 0 | -7383 | -290904 | -328 | 0 | 0 | 0 | 0 | 0 | 0 | 0 | 0 | 42231 | -48590 | -8457 | 0 | 0 | 0 | 0 | 0 | 0 | 0 | 0 | 4210.4307 | -5966.852 | -1238.1048 | 0 | 0 | 0 | 0 | 0 | 0 | 0 | 0 | 3357.3645 | -3901.777 | -681.6342 | 0 | 0 | 0 | 0 | 0 | 0 | 0 | 0 | 49798.7952 | -58458.629 | -10376.739 | 0 | 0 | 0 | 0 | 0 | 0 | 0 | 0 | 0 | -7650.5129 | -10376.739 | 0 | 0 | 0 | 0 | 0 | 0 | 0 | 0 | -8706.0336 | -349986.6024 | -402.456
Grid E&D | Grid E&D RCP2 <20mil | Bus section fault reliability | 0 | 0 | 0 | 0 | 0 | 0 | 0 | 0 | -299587 | -2449963 | -4413220 |  | 0 | 0 | 0 | 0 | 0 | 0 | 0 | -4349 | -81586 | -207946 | 0 | 0 | 0 | 0 | 0 | 0 | 0 | 0 | -303936 | -2531549 | -4621166 | 0 | 0 | 0 | 0 | 0 | 0 | 0 | 0 | -30302.4192 | -310874.2172 | -676538.7024 | 0 | 0 | 0 | 0 | 0 | 0 | 0 | 0 | -28387.6224 | -226573.6355 | -392336.9934 | 0 | 0 | 0 | 0 | 0 | 0 | 0 | 0 | -362626.0416 | -3068996.8527 | -5690041.6958 | 0 | 0 | 0 | 0 | 0 | 0 | 0 | 0 | -362626.0416 | -3068996.8527 | -5690041.6958 | 0 | 0 | 0 | 0 | 0 | 0 | 0 | 0 | -5188.7919 | -98906.7078 | -256043.9098
Grid E&D | Grid E&D RCP2 <20mil | Wellington Supply Security | 0 | 0 | 0 | 0 | 0 | 0 | 0 | 0 | -3639661 | -3639661 | -3649632 |  | 0 | 0 | 0 | 0 | 0 | 0 | 0 | -147509 | -147550 | -147900 | 0 | 0 | 0 | 0 | 0 | 0 | 0 | 0 | -3787170 | -3787211 | -3797532 | 0 | 0 | 0 | 0 | 0 | 0 | 0 | 0 | -377580.849 | -465069.5108 | -555958.6848 | 0 | 0 | 0 | 0 | 0 | 0 | 0 | 0 | -322666.884 | -291993.9681 | -260130.942 | 0 | 0 | 0 | 0 | 0 | 0 | 0 | 0 | -4487417.733 | -4544274.4789 | -4613621.6268 | 0 | 0 | 0 | 0 | 0 | 0 | 0 | 0 | -4487417.733 | -4544274.4789 | -4613621.6268 | 0 | 0 | 0 | 0 | 0 | 0 | 0 | 0 | -174783.4141 | -177045.245 | -179683.71
Grid E&D | Grid E&D RCP2 <20mil | Otahuhu and Penrose interconnection capacity | 0 | 0 | 0 | 0 | 0 | 0 | 0 | 0 | 17563 | -3413099 | -1655518 |  | 0 | 0 | 0 | 0 | 0 | 0 | 0 | 16550 | -233553 | -288252 | 0 | 0 | 0 | 0 | 0 | 0 | 0 | 0 | 34113 | -3646652 | -1943770 | 0 | 0 | 0 | 0 | 0 | 0 | 0 | 0 | 3401.0661 | -447808.8656 | -284567.928 | 0 | 0 | 0 | 0 | 0 | 0 | 0 | 0 | 2387.91 | -236303.0496 | -114293.676 | 0 | 0 | 0 | 0 | 0 | 0 | 0 | 0 | 39901.9761 | -4330763.9152 | -2342631.604 | 0 | 0 | 0 | 0 | 0 | 0 | 0 | 0 | 0 | -4290251.3164 | -2342631.604 | 0 | 0 | 0 | 0 | 0 | 0 | 0 | 0 | 19358.535 | -277367.5428 | -347401.3104
Grid E&D | Grid E&D RCP2 <20mil | Bunnythorpe interconnection capacity | 0 | 0 | 0 | 0 | 0 | 0 | -24719 | -25809 | 45661 | 0 | 0 |  | 0 | 0 | 0 | 0 | 0 | 501 | 40253 | -29634 | 0 | 0 | 0 | 0 | 0 | 0 | 0 | 0 | -24218 | 14444 | 16027 | 0 | 0 | 0 | 0 | 0 | 0 | 0 | 0 | -1331.99 | 1113.6324 | 1597.8919 | 0 | 0 | 0 | 0 | 0 | 0 | 0 | 0 | -1734.0088 | 1080.4112 | 1221.2574 | 0 | 0 | 0 | 0 | 0 | 0 | 0 | 0 | -27283.9988 | 16638.0436 | 18846.1493 | 0 | 0 | 0 | 0 | 0 | 0 | 0 | 0 | 0 | 0 | 7352.9027 | 0 | 0 | 0 | 0 | 0 | 0 | 0 | 0 | 564.4266 | 46367.4307 | -34846.6206 | 0 | 0
Grid E&D | Grid E&D RCP2 <20mil | North Taranaki transmission capacity | 0 | 0 | 0 | 0 | 0 | 0 | 0 | 0 | 0 | 0 | -2939743 |  | 0 | 0 | 0 | 0 | 0 | 0 | 0 | 0 | 0 | -85525 | 0 | 0 | 0 | 0 | 0 | 0 | 0 | 0 | 0 | 0 | -3025268 | 0 | 0 | 0 | 0 | 0 | 0 | 0 | 0 | 0 | 0 | -442899.2352 | 0 | 0 | 0 | 0 | 0 | 0 | 0 | 0 | 0 | 0 | -232038.0556 | 0 | 0 | 0 | 0 | 0 | 0 | 0 | 0 | 0 | 0 | -3700205.2908 | 0 | 0 | 0 | 0 | 0 | 0 | 0 | 0 | 0 | 0 | -3700205.2908 | 0 | 0 | 0 | 0 | 0 | 0 | 0 | 0 | 0 | 0 | -104605.6275
Grid E&D | Grid E&D RCP2 <20mil | Timaru interconnecting transformers capacity | 0 | 0 | 0 | 0 | 0 | 0 | 0 | 0 | 0 | 0 | -39773 |  | 0 | 0 | 0 | 0 | 0 | 0 | 0 | 0 | 0 | 20015 | 0 | 0 | 0 | 0 | 0 | 0 | 0 | 0 | 0 | 0 | -19758 | 0 | 0 | 0 | 0 | 0 | 0 | 0 | 0 | 0 | 0 | -2892.5712 | 0 | 0 | 0 | 0 | 0 | 0 | 0 | 0 | 0 | 0 | -1418.6244 | 0 | 0 | 0 | 0 | 0 | 0 | 0 | 0 | 0 | 0 | -24069.1956 | 0 | 0 | 0 | 0 | 0 | 0 | 0 | 0 | 0 | 0 | -24069.1956 | 0 | 0 | 0 | 0 | 0 | 0 | 0 | 0 | 0 | 0 | 24382.273
Grid E&D | Grid E&D RCP2 <20mil | Southland reactive power support | 0 | 0 | 0 | 0 | 0 | 0 | 0 | -34380 | -1480355 | 0 | 0 |  | 0 | 0 | 0 | 0 | 0 | 0 | 16725 | -251998 | 0 | 0 | 0 | 0 | 0 | 0 | 0 | 0 | 0 | -17655 | -1732353 | 0 | 0 | 0 | 0 | 0 | 0 | 0 | 0 | 0 | -1361.2005 | -172715.5941 | 0 | 0 | 0 | 0 | 0 | 0 | 0 | 0 | 0 | -1154.637 | -124382.9454 | 0 | 0 | 0 | 0 | 0 | 0 | 0 | 0 | 0 | -20170.8375 | -2029451.5395 | 0 | 0 | 0 | 0 | 0 | 0 | 0 | 0 | 0 | 0 | -2050134.372 | 0 | 0 | 0 | 0 | 0 | 0 | 0 | 0 | 0 | 19108.3125 | -295215.657 | 0 | 0
Grid E&D | Grid E&D RCP2 <20mil | High impact low probability event mitigation | 0 | 0 | 0 | 0 | 0 | 0 | 110151 | 237956 | 262703 | -35409 | -38146 |  | 0 | 0 | 0 | 0 | 0 | -110151 | -237956 | -262703 | -3984 | -4068 | 0 | 0 | 0 | 0 | 0 | 0 | 0 | 0 | 0 | -39393 | -42214 | 0 | 0 | 0 | 0 | 0 | 0 | 0 | 0 | 0 | -4837.4604 | -6180.1296 | 0 | 0 | 0 | 0 | 0 | 0 | 0 | 0 | 0 | -3336.5871 | -3516.4262 | 0 | 0 | 0 | 0 | 0 | 0 | 0 | 0 | 0 | -47567.0475 | -51910.5558 | 0 | 0 | 0 | 0 | 0 | 0 | 0 | 0 | 0 | -47567.0475 | -51910.5558 | 0 | 0 | 0 | 0 | 0 | 0 | -124415.5545 | -275981.3688 | -311381.8659 | -4810.68 | -5002.4196
Grid E&D | Grid E&D RCP2 <20mil | Hororata and Kimberley voltage quality | 0 | 0 | 0 | 0 | 0 | 0 | -3247392 | 0 | 0 | 0 | 0 |  | 0 | 0 | 0 | 0 | 0 | -116395 | 0 | 0 | 0 | 0 | 0 | 0 | 0 | 0 | 0 | 0 | -3363787 | 0 | 0 | 0 | 0 | 0 | 0 | 0 | 0 | 0 | 0 | -185008.285 | 0 | 0 | 0 | 0 | 0 | 0 | 0 | 0 | 0 | 0 | -236137.8474 | 0 | 0 | 0 | 0 | 0 | 0 | 0 | 0 | 0 | 0 | -3784933.1324 | 0 | 0 | 0 | 0 | 0 | 0 | 0 | 0 | 0 | 0 | -3784933.1324 | 0 | 0 | 0 | 0 | 0 | 0 | 0 | 0 | 0 | 0 | -130967.654 | 0 | 0 | 0 | 0
Grid E&D | Grid E&D RCP2 <20mil | Islington 220/66 kV spare transformer switchgear | 0 | 0 | 0 | 0 | 0 | 0 | -2212735 | -119277 | 0 | 0 | 0 |  | 0 | 0 | 0 | 0 | 0 | -68716 | -14584 | 0 | 0 | 0 | 0 | 0 | 0 | 0 | 0 | 0 | -2281451 | -133861 | 0 | 0 | 0 | 0 | 0 | 0 | 0 | 0 | 0 | -125479.805 | -10320.6831 | 0 | 0 | 0 | 0 | 0 | 0 | 0 | 0 | 0 | -128901.9815 | -8593.8762 | 0 | 0 | 0 | 0 | 0 | 0 | 0 | 0 | 0 | -2535832.7865 | -152775.5593 | 0 | 0 | 0 | 0 | 0 | 0 | 0 | 0 | 0 | -2535832.7865 | -152775.5593 | 0 | 0 | 0 | 0 | 0 | 0 | 0 | 0 | 0 | -76377.834 | -16644.7192 | 0 | 0 | 0
Grid E&D | Grid E&D RCP2 <20mil | Haywards local service third incomer | 0 | 0 | 0 | 0 | 0 | 0 | -1785179 | 0 | 0 | 0 | 0 |  | 0 | 0 | 0 | 0 | 0 | -63986 | 0 | 0 | 0 | 0 | 0 | 0 | 0 | 0 | 0 | 0 | -1849165 | 0 | 0 | 0 | 0 | 0 | 0 | 0 | 0 | 0 | 0 | -101704.075 | 0 | 0 | 0 | 0 | 0 | 0 | 0 | 0 | 0 | 0 | -47708.457 | 0 | 0 | 0 | 0 | 0 | 0 | 0 | 0 | 0 | 0 | -1998577.532 | 0 | 0 | 0 | 0 | 0 | 0 | 0 | 0 | 0 | 0 | -1998577.532 | 0 | 0 | 0 | 0 | 0 | 0 | 0 | 0 | 0 | 0 | -69156.0688 | 0 | 0 | 0 | 0
Grid E&D | Grid E&D RCP2 <20mil | E&D Other | 0 | 0 | 0 | 0 | 0 | 0 | -7298 | -753652 | -50001 | -202913 | -347086 |  | 0 | 0 | 0 | 0 | 0 | 132 | -26848 | -1794 | -5912 | -32470 | 0 | 0 | 0 | 0 | 0 | 0 | -7166 | -780500 | -51795 | -208825 | -379556 | 0 | 0 | 0 | 0 | 0 | 0 | -394.13 | -60176.55 | -5163.9615 | -25643.71 | -55566.9984 | 0 | 0 | 0 | 0 | 0 | 0 | -2.9104e-10 | 3.4925e-10 | 4.6566e-10 | 4.6566e-10 | 2.3283e-10 | 0 | 0 | 0 | 0 | 0 | 0 | -7560.13 | -840676.55 | -56958.9615 | -234468.71 | -435122.9984 | 0 | 0 | 0 | 0 | 0 | 0 | -7560.13 | -840676.55 | -56958.9615 | -234468.71 | -435122.9984 | 0 | 0 | 0 | 0 | 0 | 0 | 139.26 | -28917.9808 | -1972.8618 | -6637.9936 | -37223.608
IST | Transmission Systems | IT SCADA/RTS | 0 | 0 | 0 | 0 | 0 | 0 | -125402 | -7913 | -17515 | -303687 | -307447 |  | 0 | 0 | 0 | 0 | 0 | -6419 | -411 | -707 | -11352 | -27993 | 0 | 0 | 0 | 0 | 0 | 0 | -131821 | -8324 | -18222 | -315039 | -335440 | 0 | 0 | 0 | 0 | 0 | 0 | -7250.155 | -641.7804 | -1816.7334 | -38686.7892 | -49108.416 | 0 | 0 | 0 | 0 | 0 | 0 | -59189.3593 | -15780.5502 | -17141.7492 | -39910.3941 | -34865.2508 | 0 | 0 | 0 | 0 | 0 | 0 | -198260.5143 | -24746.3306 | -37180.4826 | -393636.1833 | -419413.6668 | 0 | 0 | 0 | 0 | 0 | 0 | -148936.0554 | -74070.7895 | -37180.4826 | -369078.8512 | -443970.9989 | 0 | 0 | 0 | 0 | 0 | 0 | -8923.9418 | -1221.1383 | -1442.8327 | -14222.6771 | -33467.235
IST | Transmission Systems | IT Time Series | 0 | 0 | 0 | 0 | 0 | 0 | -71987 | -31726 | -37639 | -22971 | -23366 |  | 0 | 0 | 0 | 0 | 0 | -2731 | -1378 | -1496 | -981 | -1009 | 0 | 0 | 0 | 0 | 0 | 0 | -74718 | -33104 | -39135 | -23952 | -24375 | 0 | 0 | 0 | 0 | 0 | 0 | -4109.49 | -2552.3184 | -3901.7595 | -2941.3056 | -3568.5 | 0 | 0 | 0 | 0 | 0 | 0 | 0 | 0 | 0 | 0 | 0 | 0 | 0 | 0 | 0 | 0 | 0 | -78827.49 | -35656.3184 | -43036.7595 | -26893.3056 | -27943.5 | 0 | 0 | 0 | 0 | 0 | 0 | -78827.49 | -35656.3184 | -43036.7595 | -26893.3056 | -27943.5 | 0 | 0 | 0 | 0 | 0 | 0 | -2881.205 | -1484.2438 | -1645.1512 | -1101.4668 | -1156.7176
IST | Transmission Systems | IT Transmission Systems Plan | 0 | 0 | 0 | 0 | 0 | 0 | -38021 | -7500 | -7500 | -13750 | -7500 |  | 0 | 0 | 0 | 0 | 0 | -1535 | -303 | -303 | -555 | -303 | 0 | 0 | 0 | 0 | 0 | 0 | -39556 | -7803 | -7803 | -14305 | -7803 | 0 | 0 | 0 | 0 | 0 | 0 | -2175.58 | -601.6113 | -777.9591 | -1756.654 | -1142.3592 | 0 | 0 | 0 | 0 | 0 | 0 | 0 | 0 | 0 | 0 | 0 | 0 | 0 | 0 | 0 | 0 | 0 | -41731.58 | -8404.6113 | -8580.9591 | -16061.654 | -8945.3592 | 5.827e-13 | 0 | 0 | 0 | 0 | 0 | -41731.58 | -8404.6113 | -8580.9591 | -16061.654 | -8945.3592 | 0 | 0 | 0 | 0 | 0 | 0 | -1619.425 | -326.3613 | -333.2091 | -623.154 | -347.3592
IST | Transmission Systems | IT Meter Data Management | 0 | 0 | 0 | 0 | 0 | 0 | -12247 | -31875 | -13187 | -8125 | -8630 |  | 0 | 0 | 0 | 0 | 0 | -495 | -1287 | -533 | -328 | -348 | 0 | 0 | 0 | 0 | 0 | 0 | -12742 | -33162 | -13720 | -8453 | -8978 | 0 | 0 | 0 | 0 | 0 | 0 | -700.81 | -2556.7902 | -1367.884 | -1038.0284 | -1314.3792 | 0 | 0 | 0 | 0 | 0 | 0 | 0 | 0 | 3988.3256 | 0 | 4724.7822 | 0 | 0 | 0 | 0 | 0 | 0 | -13442.81 | -35718.7902 | -11099.5584 | -9491.0284 | -5567.597 | 0 | 0 | 3.6948e-13 | 0 | 0 | 0 | -13442.81 | -35718.7902 | -11099.5584 | -9491.0284 | -5567.597 | 0 | 0 | 0 | 0 | 0 | 0 | -522.225 | -1386.2277 | -431.3601 | -368.2784 | -215.5874
IST | Asset Management Systems | IT Asset Management | 0 | 0 | 0 | 0 | 0 | -4.6566e-10 | -22500 | -102552 | -165159 | -46013 | 0 |  | 0 | 0 | 0 | 0 | 0 | -909 | -3870 | -6504 | -2321 | 0 | 0 | 0 | 0 | 0 | 0 | 0 | -23409 | -106422 | -171663 | -48334 | 0 | 0 | 0 | 0 | 0 | 0 | 0 | -1287.495 | -8205.1362 | -17114.8011 | -5935.4152 | 0 | 0 | 0 | 0 | 0 | 0 | 0 | 0 | 0 | 0 | 0 | 0 | 0 | 0 | 0 | 0 | 0 | -8.1491e-10 | -24696.495 | -114627.1362 | -188777.8011 | -54269.4152 | 0 | 0 | 0 | 0 | 0 | 0 | 0 | -24696.495 | -114627.1362 | -188777.8011 | -54269.4152 | 0 | 0 | 0 | 0 | 0 | 0 | 8.0036e-11 | -958.995 | -4168.377 | -7152.4488 | -2606.0188 | 0
IST | Asset Management Systems | IT Spatial & Drawings | 0 | 0 | 0 | 0 | 0 | 0 | -18257 | -49590 | -22179 | -31059 | -26210 |  | 0 | 0 | 0 | 0 | 0 | -816 | -2904 | -2739 | -4033 | -3078 | 0 | 0 | 0 | 0 | 0 | 0 | -19073 | -52494 | -24918 | -35092 | -29288 | 0 | 0 | 0 | 0 | 0 | 0 | -1049.015 | -4047.2874 | -2484.3246 | -4309.2976 | -4287.7632 | 0 | 0 | 0 | 0 | 0 | 0 | 0 | 0 | 0 | 0 | 0 | 0 | 0 | 0 | 0 | 0 | 0 | -20122.015 | -56541.2874 | -27402.3246 | -39401.2976 | -33575.7632 | 0 | 0 | 0 | -9.0949e-12 | 0 | 0 | -20122.015 | -56541.2874 | -27402.3246 | -39401.2976 | -33575.7632 | 0 | 0 | 0 | 0 | 0 | 0 | -860.88 | -3127.8984 | -3012.0783 | -4528.2524 | -3528.6192
IST | Asset Management Systems | IT Outage Management | 0 | 0 | 0 | 0 | 0 | 0 | -15995 | -15008 | -15008 | -15008 | -15008 |  | 0 | 0 | 0 | 0 | 0 | -774 | -606 | -606 | -606 | -606 | 0 | 0 | 0 | 0 | 0 | 0 | -16769 | -15614 | -15614 | -15614 | -15614 | 0 | 0 | 0 | 0 | 0 | 0 | -922.295 | -1203.8394 | -1556.7158 | -1917.3992 | -2285.8896 | 0 | 0 | 0 | 0 | 0 | 0 | 0 | 0 | 0 | 0 | 0 | 0 | 0 | 0 | 0 | 0 | 0 | -17691.295 | -16817.8394 | -17170.7158 | -17531.3992 | -17899.8896 | 0 | 0 | 0 | 0 | 0 | 0 | -17691.295 | -16817.8394 | -17170.7158 | -17531.3992 | -17899.8896 | 0 | 0 | 0 | 0 | 0 | 0 | -816.57 | -652.7226 | -666.4182 | -680.4168 | -694.7184
IST | Network Services | IT Communication Services | 0 | 0 | 0 | 0 | 0 | 0 | 0 | -22987 | -16952 | -1307 | 0 |  | 0 | 0 | -6.8212e-13 | 0 | 0 | 0 | -855 | -713 | -102 | 0 | 0 | 0 | 0 | 0 | 0 | 0 | 0 | -23842 | -17665 | -1409 | 0 | 0 | 0 | 0 | 0 | 0 | 0 | 0 | -1838.2182 | -1761.2005 | -173.0252 | 0 | 0 | 0 | 0 | 0 | 0 | 0 | 0 | 0 | 0 | 0 | 0 | 0 | 0 | 0 | -5.2387e-10 | 0 | 0 | 0 | -25680.2182 | -19426.2005 | -1582.0252 | 0 | 0 | 0 | 0 | 0 | 0 | 0 | 0 | -25680.2182 | -19426.2005 | -1582.0252 | 0 | 0 | 0 | 0 | 0 | 0 | 0 | 0 | -920.9205 | -784.0861 | -114.5256 | 0
IST | Telecommunications | IT Shared Comms Infrastructure | 0 | 0 | 0 | 0 | 0 | 0 | -296508 | -439434 | -91097 | -144558 | -73825 |  | 0 | 0 | 0 | 0 | 0 | -11922 | -19795 | -3523 | -5918 | -2860 | 0 | 0 | 0 | 0 | 0 | 0 | -308430 | -459229 | -94620 | -150476 | -76685 | 0 | 0 | 0 | 0 | 0 | 0 | -16963.65 | -35406.5559 | -9433.614 | -18478.4528 | -11226.684 | 0 | 0 | 0 | 0 | 0 | 0 | -60.4476 | 0 | 0 | 0 | 0 | 0 | 0 | 0 | 0 | 0 | 0 | -325454.0976 | -494635.5559 | -104053.614 | -168954.4528 | -87911.684 | 0 | 0 | 0 | 0 | 0 | 0 | -325454.0976 | -494635.5559 | -104053.614 | -168954.4528 | -87911.684 | 0 | 0 | 0 | 0 | 0 | 0 | -12586.4912 | -21321.1945 | -3874.2431 | -6644.7304 | -3278.704
IST | Telecommunications | IT Subst Comms Infrastructure | 0 | 0 | 0 | 0 | 0 | 0 | -45600 | -35000 | -33792 | -36206 | -32182 |  | 0 | 0 | 0 | 0 | 0 | -1841 | -1413 | -1321 | -1508 | -1197 | 0 | 0 | 0 | 0 | 0 | 0 | -47441 | -36413 | -35113 | -37714 | -33379 | 0 | 0 | 0 | 0 | 0 | 0 | -2609.255 | -2807.4423 | -3500.7661 | -4631.2792 | -4886.6856 | 0 | 0 | 0 | 0 | 0 | 0 | 0 | 0 | 0 | 0 | 0 | 0 | 0 | 0 | 0 | 0 | 0 | -50050.255 | -39220.4423 | -38613.7661 | -42345.2792 | -38265.6856 | 0 | 0 | 0 | 0 | 0 | 0 | -50050.255 | -39220.4423 | -38613.7661 | -42345.2792 | -38265.6856 | 0 | 0 | 0 | 0 | 0 | 0 | -1942.255 | -1521.9423 | -1452.7037 | -1693.1824 | -1372.2408
IST | Corporate Systems | IT Stakeholder Management | 0 | 0 | 0 | 0 | 0 | 0 | 0 | -9195 | -804 | 0 | -14709 |  | 0 | 0 | 0 | 0 | 0 | 0 | -342 | -63 | 0 | -594 | 0 | 0 | 0 | 0 | 0 | 0 | 0 | -9537 | -867 | 0 | -15303 | 0 | 0 | 0 | 0 | 0 | 0 | 0 | -735.3027 | -86.4399 | 0 | -2240.3592 | 0 | 0 | 0 | 0 | 0 | 0 | 0 | 0 | 0 | 0 | 0 | 0 | 0 | 0 | 0 | 0 | 0 | 0 | -10272.3027 | -953.4399 | 0 | -17543.3592 | 0 | 0 | 0 | 0 | 0 | 0 | 0 | -10272.3027 | -953.4399 | 0 | -17543.3592 | 0 | 0 | 0 | 0 | 0 | 0 | 0 | -368.3682 | -69.2811 | 0 | -680.9616
IST | Corporate Systems | IT Corp Info & Doc Mgmt | 0 | 0 | 0 | 0 | 0 | 0 | -14854 | -19709 | -9612 | 0 | -10646 |  | 0 | 0 | 0 | 0 | 0 | -600 | -796 | -388 | 0 | -408 | 0 | 0 | 0 | 0 | 0 | 0 | -15454 | -20505 | -10000 | 0 | -11054 | 0 | 0 | 0 | 0 | 0 | 0 | -849.97 | -1580.9355 | -997 | 0 | -1618.3056 | 0 | 0 | 0 | 0 | 0 | 0 | 0 | 0 | 0 | 0 | 0 | 0 | 0 | 0 | 0 | 0 | 0 | -16303.97 | -22085.9355 | -10997 | 0 | -12672.3056 | 0 | 0 | 0 | 0 | 0 | 0 | -16303.97 | -22085.9355 | -10997 | 0 | -12672.3056 | 0 | 0 | 0 | 0 | 0 | 0 | -633 | -857.3716 | -426.6836 | 0 | -467.7312
IST | Corporate Systems | IT Safety | 0 | 0 | 0 | 0 | 0 | 0 | -7500 | -14660 | -6250 | 0 | 0 |  | 0 | 0 | 0 | 0 | 0 | -303 | -592 | -252 | 0 | 0 | 0 | 0 | 0 | 0 | 0 | 0 | -7803 | -15252 | -6502 | 0 | 0 | 0 | 0 | 0 | 0 | 0 | 0 | -429.165 | -1175.9292 | -648.2494 | 0 | 0 | 0 | 0 | 0 | 0 | 0 | 0 | 0 | 0 | 0 | 0 | 0 | 0 | 0 | 0 | 0 | 0 | 0 | -8232.165 | -16427.9292 | -7150.2494 | 0 | 0 | 0 | 0 | 0 | 0 | 0 | 0 | -8232.165 | -16427.9292 | -7150.2494 | 0 | 0 | 0 | 0 | 0 | 0 | 0 | 0 | -319.665 | -637.6432 | -277.1244 | 0 | 0
IST | Corporate Systems | IT Risk/Audit Management | 0 | 0 | 0 | 0 | 0 | 0 | 0 | 0 | -7500 | 0 | 0 |  | 0 | 0 | 0 | 0 | 0 | 0 | 0 | -303 | 0 | 0 | 0 | 0 | 0 | 0 | 0 | 0 | 0 | 0 | -7803 | 0 | 0 | 0 | 0 | 0 | 0 | 0 | 0 | 0 | 0 | -777.9591 | 0 | 0 | 0 | 0 | 0 | 0 | 0 | 0 | 0 | 0 | 0 | 0 | 0 | 0 | 0 | 0 | 0 | 0 | 0 | 0 | 0 | -8580.9591 | 0 | 0 | 0 | 0 | 0 | 0 | 0 | 0 | 0 | 0 | -8580.9591 | 0 | 0 | 0 | 0 | 0 | 0 | 0 | 0 | 0 | 0 | -333.2091 | 0 | 0
IST | Corporate Systems | IT Finance | 0 | 0 | 0 | 0 | 0 | 0 | 0 | 0 | 0 | -7000000 | -6885663 |  | 0 | 0 | 0 | 0 | 0 | 0 | 0 | 0 | -282664 | -831673 | 0 | 0 | 0 | 0 | 0 | 0 | 0 | 0 | 0 | -7282664 | -7717336 | 0 | 0 | 0 | 0 | 0 | 0 | 0 | 0 | 0 | -894311.1392 | -1129817.9904 | 0 | 0 | 0 | 0 | 0 | 0 | 0 | 0 | 0 | 0 | 0 | 0 | 0 | 0 | 0 | 0 | 0 | 0 | 0 | 0 | -8176975.1392 | -8847153.9904 | 0 | 0 | 0 | 0 | 0 | 0 | 0 | 0 | 0 | 0 | -17196000 | 0 | 0 | 0 | 0 | 0 | 0 | 0 | 0 | 0 | -317375.1392 | -953429.9272
IST | Corporate Systems | IT Human Resources | 0 | 0 | 0 | 0 | 0 | 0 | -12500 | 0 | 0 | 0 | 0 |  | 0 | 0 | 0 | 0 | 0 | -505 | 0 | 0 | 0 | 0 | 0 | 0 | 0 | 0 | 0 | 0 | -13005 | 0 | 0 | 0 | 0 | 0 | 0 | 0 | 0 | 0 | 0 | -715.275 | 0 | 0 | 0 | 0 | 0 | 0 | 0 | 0 | 0 | 0 | 0 | 0 | 0 | 0 | 0 | 0 | 0 | 0 | 0 | 0 | 0 | -13720.275 | 0 | 0 | 0 | 0 | -5.798e-12 | 0 | 0 | 0 | 0 | 0 | -13720.275 | 0 | 0 | 0 | 0 | 0 | 0 | 0 | 0 | 0 | 0 | -532.775 | 0 | 0 | 0 | 0
IST | Corporate Systems | IT Portfolio Planning | 0 | 0 | 0 | 0 | 0 | 0 | -28750 | -32500 | -12500 | -12500 | -13750 |  | 0 | 0 | 0 | 0 | 0 | -1161 | -1312 | -505 | -505 | -555 | 0 | 0 | 0 | 0 | 0 | 0 | -29911 | -33812 | -13005 | -13005 | -14305 | 0 | 0 | 0 | 0 | 0 | 0 | -1645.105 | -2606.9052 | -1296.5985 | -1597.014 | -2094.252 | 0 | 0 | 0 | 0 | 0 | 0 | 0 | 0 | 0 | 0 | 0 | 0 | 0 | 0 | 0 | 0 | 0 | -31556.105 | -36418.9052 | -14301.5985 | -14602.014 | -16399.252 | 0 | 0 | 0 | 0 | 0 | 0 | -31556.105 | -36418.9052 | -14301.5985 | -14602.014 | -16399.252 | 0 | 0 | 0 | 0 | 0 | 0 | -1224.855 | -1413.1552 | -555.3485 | -567.014 | -636.252
IST | ICT Shared Services | IT Enabling Infrastructure | 0 | 0 | 0 | 0 | 0 | 0 | -244675 | -96300 | -92566 | -94647 | -90941 |  | 0 | 0 | 0 | 0 | 0 | -9459 | -4270 | -3561 | -3864 | -3669 | 0 | 0 | 0 | 0 | 0 | 0 | -254134 | -100570 | -96127 | -98511 | -94610 | 0 | 0 | 0 | 0 | 0 | 0 | -13977.37 | -7753.947 | -9583.8619 | -12097.1508 | -13850.904 | 0 | 0 | 0 | 0 | 0 | 0 | 0 | 0 | 0 | 0 | 0 | 0 | 0 | 0 | 0 | 0 | 0 | -268111.37 | -108323.947 | -105710.8619 | -110608.1508 | -108460.904 | 0 | 0 | 0 | 0 | 0 | 0 | -268111.37 | -108323.947 | -105710.8619 | -110608.1508 | -108460.904 | 0 | 0 | 0 | 0 | 0 | 0 | -9979.245 | -4599.217 | -3916.0317 | -4338.4992 | -4206.1416
IST | ICT Shared Services | IT Service Management | 0 | 0 | 0 | 0 | 0 | 0 | -100730 | -62236 | -112377 | -85007 | -35111 |  | 0 | 0 | 0 | 0 | 0 | -3958 | -2462 | -4449 | -3534 | -1519 | 0 | 0 | 0 | 0 | 0 | 0 | -104688 | -64698 | -116826 | -88541 | -36630 | 0 | 0 | 0 | 0 | 0 | 0 | -5757.84 | -4988.2158 | -11647.5522 | -10872.8348 | -5362.632 | 0 | 0 | 0 | 0 | 0 | 0 | 0 | 0 | 0 | 0 | 0 | 0 | 0 | 0 | 0 | 0 | 0 | -110445.84 | -69686.2158 | -128473.5522 | -99413.8348 | -41992.632 | 0 | 0 | 0 | 0 | 0 | 0 | -110445.84 | -69686.2158 | -128473.5522 | -99413.8348 | -41992.632 | 0 | 0 | 0 | 0 | 0 | 0 | -4175.69 | -2651.8202 | -4892.5653 | -3967.9752 | -1741.3816
IST | ICT Shared Services | IT Workforce Mobility | 0 | 0 | 0 | 0 | 0 | 0 | 0 | -11493 | -21005 | -45000 | -12500 |  | 0 | 0 | 0 | 0 | 0 | 0 | -428 | -886 | -1817 | -505 | 0 | 0 | 0 | 0 | 0 | 0 | 0 | -11921 | -21891 | -46817 | -13005 | 0 | 0 | 0 | 0 | 0 | 0 | 0 | -919.1091 | -2182.5327 | -5749.1276 | -1903.932 | 0 | 0 | 0 | 0 | 0 | 0 | 0 | 0 | 0 | 0 | 0 | 0 | 0 | 0 | 0 | 0 | 0 | 0 | -12840.1091 | -24073.5327 | -52566.1276 | -14908.932 | 0 | 0 | 0 | 0 | 0 | 0 | 0 | -12840.1091 | -24073.5327 | -52566.1276 | -14908.932 | 0 | 0 | 0 | 0 | 0 | 0 | 0 | -460.9988 | -974.3342 | -2040.1276 | -578.932
IST | ICT Shared Services | IT Data Centre | 0 | 0 | 0 | 0 | 0 | 0 | -62477 | -12015 | 0 | 0 | 0 |  | 0 | 0 | 0 | 0 | 0 | -2523 | -485 | 0 | 0 | 0 | 0 | 0 | 0 | 0 | 0 | 0 | -65000 | -12500 | 0 | 0 | 0 | 0 | 0 | 0 | 0 | 0 | 0 | -3575 | -963.75 | 0 | 0 | 0 | 0 | 0 | 0 | 0 | 0 | 0 | 0 | 0 | 0 | 0 | 0 | 0 | 0 | 0 | 0 | 0 | 0 | -68575 | -13463.75 | 0 | 0 | 0 | 0 | 0 | 0 | 0 | 0 | 0 | -68575 | -13463.75 | 0 | 0 | 0 | 0 | 0 | 0 | 0 | 0 | 0 | -2661.765 | -522.3935 | 0 | 0 | 0
IST | Security Services | IT Security Infrastructure | 0 | 0 | 0 | 0 | 0 | 0 | -42000 | -18000 | -41672 | -36556 | -36374 |  | 0 | 0 | 0 | 0 | 0 | -1696 | -727 | -1550 | -1562 | -1473 | 0 | 0 | 0 | 0 | 0 | 0 | -43696 | -18727 | -43222 | -38118 | -37847 | 0 | 0 | 0 | 0 | 0 | 0 | -2403.28 | -1443.8517 | -4309.2334 | -4680.8904 | -5540.8008 | 0 | 0 | 0 | 0 | 0 | 0 | 0 | 0 | 0 | 0 | 0 | 0 | 0 | 0 | 0 | 0 | 0 | -46099.28 | -20170.8517 | -47531.2334 | -42798.8904 | -43387.8008 | 0 | 0 | 0 | 0 | 0 | 0 | -46099.28 | -20170.8517 | -47531.2334 | -42798.8904 | -43387.8008 | 0 | 0 | 0 | 0 | 0 | 0 | -1789.28 | -783.0517 | -1704.535 | -1753.8136 | -1688.6472
Business Support | Office buildings and facilities | BS Office & Facilities | 0 | 0 | 0 | 0 | 0 | 0 | 0 | 0 | 0 | 0 | 0 |  | 0 | 0 | 0 | 0 | 0 | 0 | 0 | 0 | 0 | 0 | 0 | 0 | 0 | 0 | 0 | 0 | 0 | 0 | 0 | 0 | 0 | 0 | 0 | 0 | 0 | 0 | 0 | 0 | 0 | 0 | 0 | 0 | 0 | 0 | 0 | 0 | 0 | 0 | 0 | 0 | 0 | 0 | 0 | 0 | 0 | 0 | 0 | 0 | 0 | 0 | 0 | 0 | 0 | 0 | 0 | -1.4552e-10 | 0 | 0 | 0 | 0 | 0 | 0 | 0 | 0 | 0 | 0 | 0 | 0 | 0 | 0 | 0 | 0 | 0 | 0 | 0 | 0
Business Support | Minor Fixed Assets | BS Office Equipment | 0 | 0 | 0 | 0 | 0 | 0 | 0 | 0 | 0 | 0 | 0 |  | 0 | 0 | -4.5475e-13 | 0 | 0 | 0 | 0 | 0 | 0 | 0 | 0 | 0 | 0 | 0 | 0 | 0 | 0 | 0 | 0 | 0 | 0 | 0 | 0 | 0 | 0 | 0 | 0 | 0 | 0 | 0 | 0 | 0 | 0 | 0 | 0 | 0 | 0 | 0 | 0 | 0 | 0 | 0 | 0 | 0 | 0 | 0 | 0 | 0 | 0 | 0 | 0 | 0 | 0 | 0 | 0 | 0 | 0 | 0 | 0 | 0 | 0 | 0 | 0 | 0 | 0 | 0 | 0 | 1.0232e-12 | -2.2186e-13 | 0 | 0 | 0 | 0 | 0 | 0 | 0
Business Support | Minor Fixed Assets | BS Vehicles | 0 | 0 | 0 | 0 | 0 | 0 | 0 | 0 | 0 | 0 | 0 |  | 0 | 0 | 0 | -5.6843e-14 | 0 | 0 | 0 | 0 | 0 | 0 | 0 | 0 | 0 | 0 | 0 | 0 | 0 | 0 | 0 | 0 | 0 | 0 | 0 | 0 | 0 | 0 | 0 | 0 | 0 | 0 | -2.2737e-13 | 0 | 0 | 0 | 0 | 0 | 0 | 0 | 0 | 0 | 0 | 0 | 0 | 0 | 0 | 0 | 0 | 0 | 0 | 0 | 0 | 0 | -2.2737e-13 | 0 | 0 | 0 | 0 | 0 | 0 | 0 | 0 | 0 | 0 | -2.2737e-13 | 0 | 0 | 0 | 0 | 0 | -5.5955e-14 | 0 | 0 | -2.2737e-13 | -2.2737e-13 | -2.2737e-13 | 0
Business Support | Spares and inventory | BS Mobile Substation | 0 | 0 | 0 | 0 | 0 | 0 | 0 | 0 | 0 | 0 | 0 |  | 0 | 0 | 0 | 0 | 0 | 0 | 0 | 0 | 0 | 0 | 0 | 0 | 0 | 0 | 0 | 0 | 0 | 0 | 0 | 0 | 0 | 0 | 0 | 0 | 0 | 0 | 0 | 0 | 0 | 0 | 0 | 0 | 0 | 0 | 0 | 0 | 0 | 0 | 0 | 0 | 0 | 0 | 0 | 0 | 0 | 0 | 0 | 0 | 0 | 0 | 0 | 0 | 0 | 0 | 0 | 0 | 0 | 0 | 0 | 0 | 0 | 0 | 0 | 0 | 0 | 0 | 0 | 0 | 0 | 0 | 0 | 0 | 0 | 0 | 0 | 0
Business Support | Properties | BS Strategic Properties | 0 | 0 | 0 | 0 | 0 | 0 | 0 | 0 | 0 | 0 | 0 |  | 0 | 0 | 0 | 0 | 0 | 0 | 0 | 0 | 0 | 0 | 0 | 0 | 0 | 0 | 0 | 0 | 0 | 0 | 0 | 0 | 0 | 0 | 0 | 0 | 0 | 0 | 0 | 0 | 0 | 0 | 0 | 0 | 0 | 0 | 0 | 0 | 0 | 0 | 0 | 0 | 0 | 0 | 0 | 0 | 0 | 0 | 0 | 0 | 0 | 0 | 0 | 0 | 0 | 0 | 0 | 0 | 0 | 0 | 0 | 0 | 0 | 0 | 0 | 0 | 0 | 0 | 0 | 0 | 0 | 0 | 0 | 0 | 0 | 0 | 0 | 0
Business Support |  | BS Other | 0 | 0 | 0 | 0 | 0 | 0 | 0 | 0 | 0 | 0 | 0 |  | 0 | 0 | 0 | 0 | 0 | 0 | 0 | 0 | 0 | 0 | 0 | 0 | 3.8199e-11 | 0 | 0 | 0 | 0 | 0 | 0 | 0 | 0 | 0 | 0 | 0 | 0 | 0 | 0 | 0 | 0 | 0 | 0 | 0 | 0 | 0 | 0 | 0 | 0 | 0 | 0 | 0 | 0 | 0 | 0 | 0 | 0 | 3.4561e-11 | 0 | 0 | 0 | 0 | 0 | 0 | 0 | 0 | 0 | -1.0258e-13 | -1.6371e-11 | -2.3448e-12 | 0 | 0 | 0 | 0 | 0 | 0 | 0 | 0 | 0 | 0 | 0 | 0 | 0 | 0 | 0 | 0 | 0 | 0
|  |  | 0 | 0 | 0 | 0 | 0 | 0 | -22604844 | -20095270 | -20600470 | -29963054 | -31513246 |  | 0 | 0 | 0 | 0 | 0 | -1003600 | -1235181 | -2317893 | -1785684 | -2173340 |  | 0 | 0 | 0 | 0 | 0 | -23608444 | -21330451 | -22918363 | -31748738 | -33686586 | 0 | 0 | 0 | 0 | 0 | 0 | -1298464.42 | -1644577.7721 | -2284960.7911 | -3898745.0264 | -4931716.1904 | 0 | 0 | 0 | 0 | 0 | 0 | -633562.6474 | -653362.5617 | -1057464.2224 | -1139972.2809 | -1350016.7476 | 0 | 0 | 0 | 0 | 0 | 0 | -25540471.0674 | -23628391.3338 | -26260788.0135 | -36787455.3073 | -39968318.938 | 0 | 0 | 0 | 0 | 0 | 0 | -22694290.1517 | -13298460.8602 | -38612270.8263 | -29822501.8223 | -48341722.2797 | 0 | 0 | 0 | 0 | 0 | 0 | -1088798.6137 | -1383770.2094 | -2692661.9309 | -2088659.1726 | -2560313.8103

## Capex Detail with Escalator Chg
Base Capex - sets out Base Capex by portfolio on a real basis excluding interest during construction, real basis including interest during construction, nominal expenditure basis and nominal commissioned basis
BASE CAPEX - Original ($m) |  |  | Expenditure excl. interest during construction (real 2012/13 prices) | [10 empty] | Interest during construction (real 2012/13 prices) | [10 empty] | Expenditure incl. interest during construction (real 2012/13 prices) | [10 empty] | CPI adjustment | [10 empty] | RPE adjustment | [10 empty] | Expenditure incl. interest during construction (nominal) | [10 empty] | Commissioned value (nominal) | [10 empty] | Interest during construction - expenditure basis (nominal)
|  |  | Admin Settlement |  | RCP1 |  |  |  | RCP2 |  |  |  |  | Admin Settlement |  | RCP1 |  |  |  | RCP2 |  |  |  |  | Admin Settlement |  | RCP1 |  |  |  | RCP2 |  |  |  |  | Admin Settlement |  | RCP1 |  |  |  | RCP2 |  |  |  |  | Admin Settlement |  | RCP1 |  |  |  | RCP2 |  |  |  |  | Admin Settlement |  | RCP1 |  |  |  | RCP2 |  |  |  |  | Admin Settlement |  | RCP1 |  |  |  | RCP2 |  |  |  |  | Admin Settlement |  | RCP1 |  |  |  | RCP2
[5 empty] | Actual |  | Forecast | [8 empty] | Actual |  | Forecast | [8 empty] | Actual |  | Forecast | [8 empty] | Actual |  | Forecast | [8 empty] | Actual |  | Forecast | [8 empty] | Actual |  | Forecast | [8 empty] | Actual |  | Forecast | [8 empty] | Actual |  | Forecast
Capex Category and Portfolio |  |  | 2009-10 | 2010-11 | 2011-12 | 2012-13 | 2013-14 | 2014-15 | 2015-16 | 2016-17 | 2017-18 | 2018-19 | 2019-20 | 2009-10 | 2010-11 | 2011-12 | 2012-13 | 2013-14 | 2014-15 | 2015-16 | 2016-17 | 2017-18 | 2018-19 | 2019-20 | 2009-10 | 2010-11 | 2011-12 | 2012-13 | 2013-14 | 2014-15 | 2015-16 | 2016-17 | 2017-18 | 2018-19 | 2019-20 | 2009-10 | 2010-11 | 2011-12 | 2012-13 | 2013-14 | 2014-15 | 2015-16 | 2016-17 | 2017-18 | 2018-19 | 2019-20 | 2009-10 | 2010-11 | 2011-12 | 2012-13 | 2013-14 | 2014-15 | 2015-16 | 2016-17 | 2017-18 | 2018-19 | 2019-20 | 2009-10 | 2010-11 | 2011-12 | 2012-13 | 2013-14 | 2014-15 | 2015-16 | 2016-17 | 2017-18 | 2018-19 | 2019-20 | 2009-10 | 2010-11 | 2011-12 | 2012-13 | 2013-14 | 2014-15 | 2015-16 | 2016-17 | 2017-18 | 2018-19 | 2019-20 | 2009-10 | 2010-11 | 2011-12 | 2012-13 | 2013-14 | 2014-15 | 2015-16 | 2016-17 | 2017-18 | 2018-19 | 2019-20
Grid R&R | Transmission Lines | TL Tower | 420683.9276 | 54145.4718 | 96179.1379 | 581826.4318 | 98622.2976 | 853920.6353 | 425066 | 425067 | 425067 | 425067 | 425066 | 26103.4541 | 2568.7032 | -597.0903 | 9135.2691 | 0 | 7943.1911 | 15236 | 15251 | 15251 | 15251 | 15236 | 446787.3817 | 56714.175 | 95582.0477 | 590961.7009 | 98622.2976 | 861863.8264 | 440302 | 440318 | 440318 | 440318 | 440302 | -20909.6917 | -918.775 | -649.9677 | 0.059096 | 1380.7024 | 28441.4896 | 24216.61 | 33948.5178 | 43899.7046 | 54071.0504 | 64460.2128 | 0 | 0 | 0 | 0 | 0 | 0 | 6736.6206 | 8013.7876 | 10215.3776 | 12460.9994 | 14529.966 | 425877.69 | 55795.4 | 94932.08 | 590961.76 | 100003 | 890305.316 | 471255.2306 | 482280.3054 | 494433.0822 | 506850.0498 | 519292.1788 | 726015.34 | 245124.53 | 111023.94 | 5398.01 | 691162.36 | 890305.316 | 471255.2306 | 482280.3054 | 494433.0822 | 506850.0498 | 519292.1788 | 24881.81 | 2527.09 | -593.03 | 9135.27 | 0 | 8205.316 | 16307.0908 | 16704.4203 | 17125.3479 | 17555.4261 | 17969.3384
Grid R&R | Transmission Lines | TL Pole | 4106589.4968 | 9478507.3727 | 5133106.82 | 6988338.9912 | 3828775.5211 | 4233323.7537 | 5285993 | 4491506 | 5689487 | 4526774 | 4629935 | 105187.9143 | 197875.3292 | 278348.035 | 181939.2718 | 81808.6865 | 47088.718 | 187796 | 161343 | 202252 | 169168 | 165946 | 4211777.4112 | 9676382.7019 | 5411454.8551 | 7170278.263 | 3910584.2076 | 4280412.4717 | 5473789 | 4652849 | 5891739 | 4695942 | 4795881 | -197111.5812 | -156758.3219 | -36798.4451 | 0.71703 | 54747.7924 | 141253.1693 | 301058.395 | 358734.6579 | 587406.3783 | 576661.6776 | 702116.9784 | 0 | 0 | 0 | 0 | 0 | 0 | 313100.7308 | 321046.581 | 474874.1634 | 429209.0988 | 486302.3334 | 4014665.83 | 9519624.38 | 5374656.41 | 7170278.98 | 3965332 | 4421665.641 | 6087948.1258 | 5332630.2389 | 6954019.5417 | 5701812.7764 | 5984300.3118 | 4087383.05 | 9238965.42 | 4338322.38 | 7285009.16 | 7983141.95 | 4421665.641 | 6087948.1258 | 5284583.4347 | 6900809.2571 | 5803069.8652 | 5984300.3118 | 100265.11 | 194669.73 | 276455.24 | 181939.29 | 82954 | 48642.641 | 208866.7112 | 184915.2123 | 238718.0356 | 205403.7856 | 207067.4188
Grid R&R | Transmission Lines | TL Paint | 15038933.6784 | 17013172.0079 | 20047097.4981 | 21138200.4562 | 26521687.9891 | 35279708.8103 | 32958875 | 34774745 | 35851701 | 37818330 | 39320050 | 947534.7772 | 623925.2485 | 812691.5253 | 805587.1394 | 715576.9928 | 981088.9822 | 1176921 | 1246097 | 1280690 | 1356524 | 1408599 | 15986468.4556 | 17637097.2563 | 20859789.0233 | 21943787.5956 | 27237264.982 | 36260797.7925 | 34135796 | 36020842 | 37132391 | 39174854 | 40728649 | -748168.2356 | -285722.6563 | -141848.6933 | 2.1944 | 381319.018 | 1196606.283 | 1877468.78 | 2777206.9182 | 3702099.3827 | 4810672.0712 | 5962674.2136 | 0 | 0 | 0 | 0 | 0 | 0 | 778296.1488 | 1030196.0812 | 1344192.5542 | 1719776.0906 | 2081233.9639 | 15238300.22 | 17351374.6 | 20717940.33 | 21943789.79 | 27618584 | 37457404.0754 | 36791560.9288 | 39828244.9994 | 42178682.9369 | 45705302.1618 | 48772557.1775 | 2565365.25 | 31816633.35 | 11294515.98 | 27097886.63 | 37824445.51 | 29969697.377 | 36838664.5492 | 39502682.1739 | 40859387.9033 | 45678434.7541 | 49002070.4671 | 903190.06 | 613817.6 | 807165.14 | 805587.22 | 725595 | 1013464.9173 | 1268485.4538 | 1377809.4529 | 1454735.771 | 1582656.5508 | 1686797.3025
Grid R&R | Transmission Lines | TL Foundation | 3933484.3601 | 2145652.6677 | 1775357.0289 | 1947096.2353 | 1445152.0146 | 2846010.8782 | 1219160 | 1131043 | 1460633 | 1131043 | 1460634 | 45219.5177 | 57021.7782 | 128039.8138 | 46342.2554 | 43528.6038 | 91652.0084 | 43698 | 40582 | 52407 | 40582 | 52353 | 3978703.8778 | 2202674.4459 | 1903396.8427 | 1993438.4907 | 1488680.6185 | 2937662.8866 | 1262858 | 1171625 | 1513040 | 1171625 | 1512987 | -186203.7178 | -35683.5359 | -12943.2927 | 0.19934 | 20841.3815 | 96942.6304 | 69457.19 | 90332.2875 | 150850.088 | 143875.55 | 221501.2968 | 0 | 0 | 0 | 0 | 0 | 0 | 42810.8862 | 46865 | 70961.576 | 62916.2625 | 90627.9213 | 3792500.16 | 2166990.91 | 1890453.55 | 1993438.69 | 1509522 | 3034605.517 | 1375126.0762 | 1308822.2875 | 1734851.664 | 1378416.8125 | 1825116.2181 | 3161863.53 | 1237697.21 | 2233561.83 | 2323014.54 | 2123614.67 | 3344783.517 | 1375126.0762 | 1308822.2875 | 1734851.664 | 1378416.8125 | 1825116.2181 | 43103.24 | 56098.02 | 127169.13 | 46342.26 | 44138 | 94676.517 | 47582.7522 | 45334.1522 | 60089.8662 | 47744.723 | 63153.4239
Grid R&R | Transmission Lines | TL Grillage | 14609771.5188 | 6876683.5692 | 7032305.7062 | 8365794.7834 | 9528312.5657 | 10268514.7394 | 9741034 | 10128225 | 10001549 | 9978242 | 9436410 | 429508.1207 | 546674.4075 | 602745.8835 | 278169.4322 | 190032.5629 | 329952 | 348780 | 361707 | 359163 | 356300 | 337703 | 15039279.6394 | 7423357.9767 | 7635051.5897 | 8643964.2156 | 9718345.1286 | 10598466.7394 | 10089814 | 10489932 | 10360712 | 10334542 | 9774113 | -703839.7094 | -120259.1067 | -51919.1297 | 0.8644 | 136055.8714 | 349749.3376 | 554939.77 | 808773.7572 | 1032962.9864 | 1269081.7576 | 1430930.1432 | 0 | 0 | 0 | 0 | 0 | 0 | 292604.606 | 320991.9192 | 337759.2112 | 356541.699 | 352845.4793 | 14335439.93 | 7303098.87 | 7583132.46 | 8643965.08 | 9854401 | 10948216.077 | 10937358.376 | 11619697.6764 | 11731434.1976 | 11960165.4566 | 11557888.6225 | 9073593.71 | 9299991.18 | 3471742.71 | 17300219.12 | 9243256 | 7011384.788 | 10714572.713 | 11300488.0254 | 11900327.2806 | 11627329.6858 | 11713324.1965 | 409407.1 | 537818.23 | 598647.15 | 278169.46 | 192693 | 340840.416 | 378077.52 | 400662.8439 | 406680.2649 | 412345.99 | 399333.7975
Grid R&R | Transmission Lines | TL Conductor | 7459888.0775 | 18246310.7327 | 21235745.1937 | 12509240.0891 | 2200196.4669 | 4304046.091 | 15431404 | 6971875 | 5213527 | 1598148 | 3650715 | 244517.3554 | 858385.3952 | 482579.8321 | 247012.1453 | 43643.9885 | 58524.4868 | 590953 | 261845 | 187779 | 58054 | 130851 | 7704405.4329 | 19104696.1279 | 21718325.0257 | 12756252.2344 | 2243840.4554 | 4362570.5778 | 16022357 | 7233720 | 5401306 | 1656202 | 3781566 | -360566.9029 | -309497.8979 | -147686.8257 | 1.2756 | 31413.5446 | 143964.7272 | 881229.635 | 557719.812 | 538510.2082 | 203381.6056 | 553621.2624 | 0 | 0 | 0 | 0 | 0 | 0 | 712994.8865 | 372536.58 | 309494.8338 | 102353.2836 | 248827.0428 | 7343838.53 | 18795198.23 | 21570638.2 | 12756253.51 | 2275254 | 4506535.305 | 17616581.5215 | 8163976.392 | 6249311.042 | 1961936.8892 | 4584014.3052 | 4749038.18 | 12080935.23 | 32293220.23 | 12734875.25 | 4239179.64 | 2907333.376 | 19383184.3235 | 8290055.604 | 6249386.247 | 1962165.5992 | 4584014.3052 | 233073.92 | 844479.47 | 479298.24 | 247012.17 | 44255 | 60455.792 | 649752.8235 | 295518.267 | 217260.303 | 68770.7684 | 158617.5822
Grid R&R | Transmission Lines | TL Insulators | 4737482.2052 | 7389301.5696 | 7355479.5513 | 5516967.7283 | 4715381.1302 | 5422460.2988 | 7086956 | 7015791 | 6742735 | 7082035 | 6875261 | 235543.2777 | 261335.4085 | 393846.4964 | 345000.5255 | 153352.086 | 31203.6945 | 251082 | 249188 | 241928 | 254103 | 246376 | 4973025.4829 | 7650636.9781 | 7749326.0477 | 5861968.2538 | 4868733.2161 | 5453663.9933 | 7338038 | 7264979 | 6984663 | 7336138 | 7121637 | -232738.0629 | -123941.0481 | -52696.2077 | 0.5862 | 68161.7839 | 179970.4217 | 403592.09 | 560129.8809 | 696370.9011 | 900877.7464 | 1042607.6568 | 0 | 0 | 0 | 0 | 0 | 0 | 160703.0322 | 156197.0485 | 152265.6534 | 162128.6498 | 158100.3414 | 4740287.42 | 7526695.93 | 7696629.84 | 5861968.84 | 4936895 | 5633634.415 | 7902333.1222 | 7981305.9294 | 7833299.5545 | 8399144.3962 | 8322344.9982 | 5894748.45 | 10021995.02 | 4815126.08 | 8102847.99 | 8917153.57 | 5633634.415 | 7902333.1222 | 7981305.9294 | 7833299.5545 | 8399144.3962 | 8313289.5846 | 224519.83 | 257101.75 | 391168.3 | 345000.56 | 155499 | 32233.415 | 270390.2058 | 273757.9368 | 271322.252 | 290922.5247 | 287914.9936
Grid R&R | Transmission Lines | TL Access | 936699.1802 | 452143.6096 | 216236.5909 | 1310748.2189 | 2193372.9948 | 949454.048 | 1095315 | 1186596 | 1186595 | 1186595 | 1186595 | 16746.3508 | 11351.6173 | 45748.6153 | 19934.748 | 117730.7807 | 13179 | 39260 | 42575 | 42575 | 42575 | 42530 | 953445.531 | 463495.2268 | 261985.2061 | 1330682.9669 | 2311103.7755 | 962633.048 | 1134575 | 1229171 | 1229170 | 1229170 | 1229125 | -44621.341 | -7508.6668 | -1781.5261 | 0.13307 | 32355.2245 | 31766.859 | 62401.625 | 94769.0841 | 122548.249 | 150942.076 | 179943.9 | 0 | 0 | 0 | 0 | 0 | 0 | 27910.545 | 34048.0367 | 39333.44 | 44618.871 | 49410.825 | 908824.19 | 455986.56 | 260203.68 | 1330683.1 | 2343459 | 994399.907 | 1224887.17 | 1357988.1208 | 1391051.689 | 1424730.947 | 1458479.725 | 619682.4 | 298195.25 | 84905.51 | 397475.52 | 3843601.48 | 994399.907 | 1224887.17 | 1357988.1208 | 1391051.689 | 1424730.947 | 1458479.725 | 15962.62 | 11167.72 | 45437.52 | 19934.75 | 119379 | 13613.907 | 42385.096 | 47036.86 | 48182.1275 | 49348.6825 | 50466.098
Grid R&R | AC Stations | ACS Outdoor to Indoor Conv | 1892921.6733 | 7519622.4198 | 16741415.4127 | 11363335.0337 | 27397735.4118 | 24735211.8287 | 20088831.8092 | 14942827.6027 | 15110236 | 12287210.6132 | 14119203 | 48834.7719 | 278426.1705 | 889407.2903 | 478588.5921 | 797063.1941 | 1114798.4808 | 1586525.8822 | 1167583.4233 | 1018872 | 771115 | 809006 | 1941756.4453 | 7798048.5903 | 17630822.703 | 11841923.6258 | 28194798.6059 | 25850010.3095 | 21675357.6914 | 16110411.026 | 16129108 | 13058325.6132 | 14928209 | -90874.3853 | -126329.1303 | -119891.393 | 1.1842 | 394724.3941 | 853048.2085 | 1192144.3586 | 1242112.6215 | 1608072.0676 | 1603562.3832 | 2185489.7976 | 0 | 0 | 0 | 0 | 0 | 0 | 927389.3587 | 868180.6 | 972585.2124 | 794167.2417 | 907635.1072 | 1850882.06 | 7671719.46 | 17510931.31 | 11841924.81 | 28589523 | 26703058.518 | 23794891.4087 | 18220704.2475 | 18709765.28 | 15456055.2381 | 18021333.9048 | 3336725.57 | 245184.15 | 8597858.86 | 21758186.84 | 27647465.07 | 14349240.757 | 35945098.4773 | 20644113.4002 | 10095663.8454 | 19144431.206 | 15992819.632 | 46549.3 | 273915.64 | 883359.23 | 478588.64 | 808222 | 1151586.729 | 1730522.0482 | 1314459.768 | 1181891.52 | 912768.8255 | 976632.0432
Grid R&R | AC Stations | ACS Outdoor Circuit Breakers | 718992.5808 | 6969030.3864 | 4267622.6896 | 2602214.3498 | 6935585.4886 | 2224305.8118 | 3723202 | 4208643 | 3622876 | 2593560 | 3446781 | 14986.7304 | 159591.8634 | 158173.7275 | 84228.5416 | 202602.5838 | 56657.2058 | 140422 | 235993 | 243621 | 95913 | 206943 | 733979.3112 | 7128622.2498 | 4425796.4171 | 2686442.8914 | 7138188.0724 | 2280963.0176 | 3863624 | 4444636 | 3866497 | 2689473 | 3653724 | -34350.3012 | -115484.3598 | -30095.8671 | 0.26864 | 99933.9276 | 75271.5534 | 212499.32 | 342681.4356 | 385489.7509 | 330267.2844 | 534905.1936 | 0 | 0 | 0 | 0 | 0 | 0 | 308703.5576 | 393794.7496 | 350304.6282 | 238825.2024 | 316412.4984 | 699629.01 | 7013137.89 | 4395700.55 | 2686443.16 | 7238122 | 2356234.571 | 4384826.8776 | 5181112.1852 | 4602291.3791 | 3258565.4868 | 4505041.692 | 398054.89 | 4544599.74 | 5760878.18 | 1878984.56 | 8759654.94 | 2575796.76 | 3427924.2354 | 4891978.411 | 5881666.4932 | 2255820.9653 | 4795493.99 | 14285.35 | 157006.46 | 157098.13 | 84228.55 | 205439 | 58526.888 | 159364.9278 | 275097.0401 | 289982.0763 | 116208.1908 | 255160.719
Grid R&R | AC Stations | ACS Indoor Switchgear | 2664423.7012 | 5681067.2915 | 9605872.5432 | 1648577.6051 | 2435686.0998 | 8672145 | 3897673 | 8732859 | 7661693 | 6857052 | 807313 | 92556.1674 | 112994.2069 | 123643.6897 | 121397.8379 | 102667.8216 | 359728 | 136982 | 479517 | 998299 | 531255 | 52141 | 2756979.8686 | 5794061.4984 | 9729516.2329 | 1769975.443 | 2538353.9214 | 9031873 | 4034655 | 9212376 | 8659992 | 7388307 | 859454 | -129026.9186 | -93864.3484 | -66161.7029 | 0.177 | 35536.7406 | 298051.809 | 221906.025 | 710274.1896 | 863401.2024 | 907284.0996 | 125824.0656 | 0 | 0 | 0 | 0 | 0 | 0 | 194470.371 | 498389.5416 | 504877.5336 | 435910.113 | 50707.786 | 2627952.95 | 5700197.15 | 9663354.53 | 1769975.62 | 2573890.662 | 9329924.809 | 4451031.396 | 10421039.7312 | 10028270.736 | 8731501.2126 | 1035985.8516 | 7028137.02 | 898617.73 | 14159064.95 | 231508.09 | 4589307.27 | 5576038.964 | 6209365.4684 | 2430806.2688 | 17009748.2112 | 7033324.1272 | 6136403.993 | 88224.53 | 111163.69 | 122802.9 | 121397.85 | 104105.162 | 371599.024 | 151118.5424 | 542429.6304 | 1156030.242 | 627837.159 | 62850.7614
Grid R&R | AC Stations | ACS Power Transformers | 35393961.9779 | 25020117.3149 | 15178428.6432 | 19900213.63 | 27633599.8299 | 27119139.495 | 13004019.3673 | 23828507 | 21636187 | 15716025 | 25325827 | 1059266.6284 | 1128045.6775 | 1527857.6277 | 769620.973 | 788183.792 | 908174.296 | 719201.4646 | 1573087.695 | 1798326 | 757835 | 1821199 | 36453228.6063 | 26148162.9924 | 16706286.2709 | 20669834.603 | 28421783.6218 | 28027313.7911 | 13723220.8319 | 25401594.695 | 23434513 | 16473860 | 27147026 | -1706014.5463 | -423602.7324 | -113604.4509 | 2.067 | 397902.2182 | 924899.1889 | 754777.0731 | 1958462.9484 | 2336420.9461 | 2022990.008 | 3974324.6064 | 0 | 0 | 0 | 0 | 0 | 0 | 848191.4292 | 1738451.499 | 1647446.2639 | 1093864.304 | 1674971.5042 | 34747214.06 | 25724560.26 | 16592681.82 | 20669836.67 | 28819685.84 | 28952212.98 | 15326189.3342 | 29098509.1424 | 27418380.21 | 19590714.312 | 32796322.1106 | 16570585.14 | 22674482.51 | 33704737.34 | 10341224.03 | 39634227.27 | 23951527.43 | 10681090.1714 | 33155943.8798 | 24865710.915 | 15545686.9532 | 18470886.6926 | 1009692.85 | 1109771.23 | 1517468.04 | 769621.05 | 799218.288 | 938143.98 | 799125.2674 | 1800571.5232 | 2104041.42 | 901217.382 | 2200190.5119
Grid R&R | AC Stations | ACS Buildings & Grounds | 10779149.1496 | 7601229.0246 | 6062527.7069 | 3174235.0026 | 5979454.1886 | 6541512.292 | 4548451.5326 | 5335307.47 | 4177180.7115 | 5699923.4855 | 3267486 | 316647.2408 | 220302.5015 | 139391.3554 | 87911.1512 | 167652.7707 | 252354.2952 | 118431.6317 | 208987.3513 | 209072 | 374782.7408 | 185507 | 11095796.3904 | 7821531.5261 | 6201919.0623 | 3262146.1538 | 6147106.9593 | 6793866.5872 | 4666883.1643 | 5544294.8213 | 4386252.7115 | 6074706.2263 | 3452993 | -519284.3204 | -126709.5561 | -42173.6823 | 0.32621 | 86058.9187 | 224197.3938 | 256678.5257 | 427465.1166 | 437309.3615 | 745973.9201 | 505518.1752 | 0 | 0 | 0 | 0 | 0 | 0 | 146299.3342 | 232701.8301 | 211393.371 | 365216.599 | 236184.7212 | 10576512.07 | 7694821.97 | 6159745.38 | 3262146.48 | 6233165.878 | 7018063.981 | 5069861.0242 | 6204461.768 | 5034955.444 | 7185896.7454 | 4194695.8964 | 5404753.87 | 13313760.75 | 7029887.21 | 874166.89 | 7739994.468 | 8215378.741 | 4504916.8087 | 5609398.3599 | 3651001.7184 | 8620959.1941 | 5303594.7969 | 301828.12 | 216733.58 | 138443.48 | 87911.16 | 169999.894 | 260681.975 | 128572.6666 | 233903.208 | 240767.3152 | 443419.6907 | 225353.9036
Grid R&R | AC Stations | ACS Buildings & Seismic | 0 | 0 | 603014.6612 | 1517595.6082 | 6476904.4087 | 3249324 | 3379174 | 0 | 0 | 0 | 0 | 0 | 0 | 5744.614 | 67373.3533 | 228079.6845 | 294768 | 122839 | 0 | 0 | 0 | 0 | 0 | 0 | 608759.2752 | 1584968.9615 | 6704984.0932 | 3544092 | 3502013 | 0 | 0 | 0 | 0 | 0 | 0 | -4139.6252 | 0.1585 | 93869.3568 | 116955.036 | 192610.715 | 0 | 0 | 0 | 0 | 0 | 0 | 0 | 0 | 0 | 0 | 122220.2537 | 0 | 0 | 0 | 0 | 0 | 0 | 604619.65 | 1584969.12 | 6798853.45 | 3661047.036 | 3816843.9687 | 0 | 0 | 0 | 0 | 0 | 0 | 0 | 498776.73 | 6543566.27 | 3661047.036 | 3816843.9687 | 0 | 0 | 0 | 0 | 0 | 0 | 5705.55 | 67373.36 | 231272.786 | 304495.344 | 133882.2261 | 0 | 0 | 0 | 0
Grid R&R | AC Stations | ACS Dynamic Reactive Power | 0 | 6305561.6293 | 18683463.5783 | 6579173.0121 | 8943787.8539 | 14305461.9174 | 2465360 | 1368319 | 2122326 | 1250511 | 1978639 | 0 | 120923.5937 | 933967.0915 | 916371.2684 | 1009802.8598 | 597139.1938 | 89396 | 54600 | 92880 | 81639 | 125631 | 0 | 6426485.223 | 19617430.6698 | 7495544.2804 | 9953590.7137 | 14902601.1112 | 2554756 | 1422919 | 2215206 | 1332150 | 2104270 | 0 | -104109.673 | -133400.5298 | 0.74955 | 139349.2863 | 491784.4888 | 140511.58 | 109707.0549 | 220856.0382 | 163588.02 | 308065.128 | 0 | 0 | 0 | 0 | 0 | 0 | 108577.13 | 67873.2363 | 115633.7532 | 73001.82 | 119522.536 | 0 | 6322375.55 | 19484030.14 | 7495545.03 | 10092940 | 15394385.6 | 2803844.71 | 1600499.2912 | 2551695.7914 | 1568739.84 | 2531857.664 | 0 | 0 | 9610006.86 | 13922838.2 | 754106 | 34502325.26 | 2741250.9925 | 1481243.496 | 2263906.2473 | 1277552.3328 | 3292684.228 | 0 | 118964.62 | 927616.02 | 916371.36 | 1023940 | 616844.732 | 98112.11 | 61414.08 | 106988.472 | 96138.0864 | 151159.2192
Grid R&R | AC Stations | ACS Capacitors & Reactors | 0 | 0 | 0 | 0 | 0 | 0 | 2065783 | 812615 | 948261 | 1709441 | 1248034 | 0 | 0 | 0 | 0 | 0 | 0 | 73711 | 49438 | 124878 | 61335 | 44733 | 0 | 0 | 0 | 0 | 0 | 0 | 2139494 | 862053 | 1073139 | 1770776 | 1292767 | 0 | 0 | 0 | 0 | 0 | 0 | 117672.17 | 66464.2863 | 106991.9583 | 217451.2928 | 189261.0888 | 0 | 0 | 0 | 0 | 0 | 0 | 147411.1366 | 66809.1075 | 86709.6312 | 141662.08 | 101611.4862 | 0 | 0 | 0 | 0 | 0 | 0 | 2404577.3066 | 995326.3938 | 1266840.5895 | 2129889.3728 | 1583639.575 | 0 | 0 | 0 | 0 | 0 | 0 | 2106989.9407 | 0 | 2559754.3492 | 2129889.3728 | 1583639.575 | 0 | 0 | 0 | 0 | 0 | 0 | 82843.7929 | 57081.1148 | 147418.479 | 73773.738 | 54797.925
Grid R&R | AC Stations | ACS Power Cables | 38055.8577 | 497965.2139 | 391675.8759 | 2900.4597 | 0 | 0 | 649998 | 0 | 0 | 5304940 | 1287110 | 358.162 | 8636.6953 | 4623.4298 | 0 | 0 | 0 | 23298 | 0 | 0 | 164801 | 70816 | 38414.0198 | 506601.9092 | 396299.3057 | 2900.4597 | 0 | 0 | 673296 | 0 | 0 | 5469741 | 1357926 | -1797.7798 | -8206.9992 | -2694.8757 | 0.00029005 | 0 | 0 | 37031.28 | 1.819e-12 | -3.7517e-12 | 671684.1948 | 198800.3664 | 0 | 0 | 0 | 0 | 0 | 0 | 28143.7728 | -5.6843e-14 | -5.6843e-14 | 299194.8327 | 75908.0634 | 36616.24 | 498394.91 | 393604.43 | 2900.46 | 0 | 0 | 738471.0528 | 1.7621e-12 | -3.8085e-12 | 6440620.0275 | 1632634.4298 | 0 | 535011.15 | 393604.43 | 2900.46 | 0 | 0 | 738471.0528 | 0 | 0 | 2.7285e-12 | 8073254.4573 | 341.4 | 8496.78 | 4591.99 | 0 | 0 | 0 | 25553.2464 | -5.6843e-14 | -1.7053e-13 | 194053.1775 | 85142.0768
Grid R&R | AC Stations | ACS Structures & Buswork | 5303512.7482 | 1549590.3209 | 1226474.7333 | 504045.0496 | 3758468.8081 | 12340974.8072 | 3093551.9571 | 2335645.9172 | 2836493 | 1885324 | 68998 | 192169.0077 | 167287.1477 | 100008.9712 | 44741.8155 | 106948.7284 | 804629.6845 | 660453.1443 | 215901.3582 | 163205 | 363500 | 2473 | 5495681.7559 | 1716877.4686 | 1326483.7045 | 548786.8651 | 3865417.5365 | 13145604.4918 | 3754005.1014 | 2551547.2754 | 2999698 | 2248824 | 71471 | -257198.4259 | -27813.5786 | -9020.2245 | 0.054879 | 54115.4635 | 433803.6352 | 206469.8986 | 196724.1833 | 299069.8906 | 276155.5872 | 10463.3544 | 0 | 0 | 0 | 0 | 0 | 0 | 0 | 116520.6327 | 214632.9102 | 159211.3182 | 5953.5343 | 5238483.33 | 1689063.89 | 1317463.48 | 548786.92 | 3919533 | 13579408.127 | 3960475 | 2864792.0914 | 3513400.8008 | 2684190.9054 | 87887.8887 | 4323124.85 | 2975909.71 | 1931751.33 | 1341595.95 | 401822.4 | 736032.127 | 14063642 | 8521937.0118 | 209099.9583 | 6922255.8275 | 87887.8887 | 183175.48 | 164577.08 | 99328.9 | 44741.82 | 108446 | 831182.382 | 696778 | 236518.0295 | 191034.5899 | 433531.8411 | 3041.0481
Grid R&R | AC Stations | ACS Instrument Transformers | 1971430.1473 | 3445464.6049 | 1273578.8058 | 1069987.003 | 770021.7713 | 1531663.2164 | 3927690.8216 | 3651359 | 3701013 | 3016793 | 1452348 | 41728.676 | 90453.2005 | 36306.7798 | 31316.6969 | 32716.9657 | 41107.4767 | 153824.9492 | 171587 | 156941 | 144916 | 52052 | 2013158.8233 | 3535917.8054 | 1309885.5856 | 1101303.6999 | 802738.737 | 1572770.6931 | 4081515.7708 | 3822946 | 3857954 | 3161709 | 1504400 | -94216.0233 | -57282.2054 | -8907.3556 | 0.11013 | 11238.263 | 51901.3449 | 224483.3542 | 294749.1366 | 384638.0138 | 388257.8652 | 220244.16 | 0 | 0 | 0 | 0 | 0 | 0 | 330755.1975 | 354769.3888 | 366505.63 | 294038.937 | 136298.64 | 1918942.8 | 3478635.6 | 1300978.23 | 1101303.81 | 813977 | 1624672.038 | 4636754.3225 | 4472464.5254 | 4609097.6438 | 3844005.8022 | 1860942.8 | 1116602.81 | 3718117.57 | 1654845.34 | 939061.04 | 1382984.41 | 1374623.302 | 4387087.9796 | 4646886.5695 | 4481276.8096 | 4297119.6712 | 1860942.8 | 39775.77 | 88987.85 | 36059.89 | 31316.7 | 33175 | 42464.022 | 173971.8488 | 200739.6313 | 187497.4127 | 176188.8728 | 64388.324
Grid R&R | AC Stations | ACS Disconnectors & E/S | 1593539.2895 | 1593470.2397 | 2121512.6726 | 2664791.6735 | 413218.9752 | 453888.6896 | 2594721.9345 | 2534050 | 663444 | 3199598 | 3015557 | 51194.875 | 25680.6185 | 102275.9267 | 169369.0931 | 175850.1158 | 15567.708 | 99637.9628 | 94153.3271 | 23808 | 114817 | 108085 | 1644734.1644 | 1619150.8582 | 2223788.5993 | 2834160.7666 | 589069.0909 | 469456.3976 | 2694359.8973 | 2628203.3271 | 687252 | 3314415 | 3123642 | -76973.7144 | -26230.3982 | -15121.9893 | 0.28342 | 8246.9091 | 15492.0444 | 148189.7927 | 202634.4764 | 68519.0244 | 407010.162 | 457301.1888 | 0 | 0 | 0 | 0 | 0 | 0 | 239177.3694 | 251459.8845 | 66457.2684 | 311555.01 | 284251.422 | 1567760.45 | 1592920.46 | 2208666.61 | 2834161.05 | 597316 | 484948.442 | 3081727.0594 | 3082297.688 | 822228.2928 | 4032980.172 | 3865194.6108 | 1066958.93 | 1710622.85 | 1425529.58 | 1334989.03 | 3613238.26 | 386352.442 | 3145572.831 | 3123083.9164 | 822228.2928 | 4032980.172 | 3865194.6108 | 48798.95 | 25264.59 | 101580.44 | 169369.11 | 178312 | 16081.442 | 113379.193 | 110363.848 | 28483.8912 | 139709.3256 | 133744.379
Grid R&R | AC Stations | ACS Other Station Equipment | 2393364.6101 | 585356.9382 | 1557234.6746 | 3089454.8211 | 1233606.6291 | 19772.5093 | 1055000 | 1100856 | 1148916 | 866697 | 1023324 | 110222.4406 | 60807.4566 | 20733.3791 | 67916.5832 | 20460.5543 | 0 | 40404 | 85686 | 134195 | 31094 | 36676 | 2503587.0507 | 646164.3948 | 1577968.0537 | 3157371.4043 | 1254067.1834 | 19772.5093 | 1095404 | 1186542 | 1283111 | 897791 | 1060000 | -117168.1107 | -10467.9248 | -10730.3437 | 0.31574 | 17556.8166 | 652.4907 | 60247.22 | 91482.3882 | 127926.1667 | 110248.7348 | 155184 | 0 | 0 | 0 | 0 | 0 | 0 | 66929.1844 | 79498.314 | 89561.1478 | 61768.0208 | 71232 | 2386418.94 | 635696.47 | 1567237.71 | 3157371.72 | 1271624 | 20425 | 1222580.4044 | 1357522.7022 | 1500598.3145 | 1069807.7556 | 1286416 | 1821263.82 | 1531374.53 | 2039488.4 | 1147298.13 | 3387057.25 | 20425 | 576871.9104 | 647507.9714 | 2856321.5393 | 1069807.7556 | 1286416 | 105064.02 | 59822.37 | 20592.39 | 67916.59 | 20747 | 0 | 45094.9044 | 98033.3526 | 156941.0525 | 37051.6104 | 44509.9936
Grid R&R | Secondary Assets | SA Substation Mgmt Systems | 2280450.8242 | 2721461.8412 | 2471838.071 | 2934379.8866 | 4523342.7417 | 2925167 | 11748638 | 9845964 | 8422113 | 8624422 | 6909114 | 63467.0541 | 144257.5358 | 154789.585 | 175330.0525 | 240924.9598 | 97723 | 429085 | 369319 | 302676 | 313300 | 248634 | 2343917.8784 | 2865719.377 | 2626627.656 | 3109709.939 | 4764267.7014 | 3022890 | 12177723 | 10215283 | 8724789 | 8937722 | 7157748 | -109695.5784 | -46424.927 | -17861.336 | 0.31097 | 66699.3526 | 99755.37 | 669774.765 | 787598.3193 | 869861.4633 | 1097552.2616 | 1047894.3072 | 0 | 0 | 0 | 0 | 0 | 0 | 158310.399 | 140970.9054 | 133489.2717 | 149259.9574 | 128123.6892 | 2234222.3 | 2819294.45 | 2608766.32 | 3109710.25 | 4830967.054 | 3122645.37 | 13005808.164 | 11143852.2247 | 9728139.735 | 10184534.219 | 8333765.9964 | 823779.3 | 1475699.59 | 3283329.8536 | 3041138.12 | 6731368.454 | 3089283.602 | 12816773.884 | 11368955.0761 | 9549933.745 | 10355486.8705 | 8338312.5315 | 60496.79 | 141920.55 | 153737 | 175330.07 | 244297.888 | 100947.859 | 458262.78 | 402890.0971 | 337483.74 | 357005.35 | 289484.5662
Grid R&R | Secondary Assets | SA Metering | 1972686.6938 | 7132293.3418 | 6658202.8788 | 4732090.9368 | 3502267.2692 | 0 | 560000 | 559993 | 559993 | 559993 | 560000 | 57669.6658 | 189128.3168 | 57236.7155 | 49749.185 | 33782.7703 | 0 | 20069 | 20090 | 20090 | 20090 | 20069 | 2030356.3596 | 7321421.6586 | 6715439.5943 | 4781840.1218 | 3536050.0395 | 0 | 580069 | 580083 | 580083 | 580083 | 580069 | -95020.8696 | -118607.7286 | -45665.6743 | 0.47818 | 49504.4085 | 0 | 31903.795 | 44724.3993 | 57834.2751 | 71234.1924 | 84922.1016 | 0 | 0 | 0 | 0 | 0 | 0 | 23608.8083 | 26509.7931 | 29178.1749 | 30802.4073 | 32077.8157 | 1935335.49 | 7202813.93 | 6669773.92 | 4781840.6 | 3585554.448 | 0 | 635581.6033 | 651317.1924 | 667095.45 | 682119.5997 | 697068.9173 | 0 | 7100250.85 | 8191891.34 | 4421777.24 | 4447294.828 | 0 | 635581.6033 | 651317.1924 | 667095.45 | 682119.5997 | 697068.9173 | 54970.72 | 186064.42 | 56847.5 | 49749.19 | 34255.728 | 0 | 21989.6033 | 22557.052 | 23103.5 | 23623.831 | 24116.9173
Grid R&R | Secondary Assets | SA BZ Protection | 5850250.7903 | 1487859.4041 | 606273.1191 | 740077.296 | 1148345.2796 | 682947.4071 | 2292136.9324 | 3320198 | 3013203 | 2562181 | 2266930 | 245363.0122 | 160143.0426 | 153913.0041 | 12128.5188 | 34552.2716 | 26340.5838 | 91198 | 119127 | 105971 | 123231 | 81250 | 6095613.8024 | 1648002.4467 | 760186.1232 | 752205.8148 | 1182897.5512 | 709287.9909 | 2383334.9324 | 3439325 | 3119174 | 2685412 | 2348180 | -285275.3024 | -26697.7967 | -5169.3432 | 0.075221 | 16560.4488 | 23406.4531 | 131083.4026 | 265171.9575 | 310981.6478 | 329768.5936 | 343773.552 | 0 | 0 | 0 | 0 | 0 | 0 | 95915.5092 | 163024.005 | 152839.526 | 127825.6112 | 107311.826 | 5810338.5 | 1621304.65 | 755016.78 | 752205.89 | 1199458 | 732694.444 | 2610333.8442 | 3867520.9625 | 3582995.1738 | 3143006.2048 | 2799265.378 | 5208593.56 | 4525074.11 | 1371648.07 | 1793417.83 | 1467294.38 | 775598.625 | 2778550.6632 | 3867520.9625 | 3207804.4824 | 3518196.8962 | 2799265.378 | 233880 | 157548.71 | 152866.38 | 12128.52 | 35036 | 27209.821 | 100190.1228 | 133958.3115 | 121728.8877 | 144229.5624 | 96858.125
Grid R&R | Secondary Assets | SA Line Protection | 4057011.5649 | 5348680.8088 | 2694651.0218 | 1608651.2291 | 3599701.5298 | 3308775.7219 | 5126715 | 4801632 | 4686203 | 4721727 | 4220780 | 66665.827 | 107377.1094 | 83178.4419 | 53946.8846 | 99030.4633 | 119740.4643 | 183743 | 172292 | 168144 | 169426 | 151274 | 4123677.3919 | 5456057.9182 | 2777829.4637 | 1662598.1137 | 3698731.993 | 3428516.1863 | 5310458 | 4973924 | 4854347 | 4891153 | 4372054 | -192988.4919 | -88388.6582 | -18889.5237 | 0.16626 | 51781.887 | 113140.8597 | 292075.19 | 383489.5404 | 483978.3959 | 600633.5884 | 640068.7056 | 0 | 0 | 0 | 0 | 0 | 0 | 259681.3962 | 266104.934 | 268445.3891 | 265589.6079 | 231281.6566 | 3930688.9 | 5367669.26 | 2758939.94 | 1662598.28 | 3750513.88 | 3541657.046 | 5862214.5862 | 5623518.4744 | 5606770.785 | 5757376.1963 | 5243404.3622 | 1527675.8 | 6013487.47 | 4242719.71 | 921710.57 | 5218463.08 | 3541657.046 | 5862214.5862 | 5623518.4744 | 5606770.785 | 5757376.1963 | 5243404.3622 | 63545.86 | 105637.59 | 82612.82 | 53946.89 | 100416.88 | 123691.894 | 202833.8977 | 194793.3352 | 194206.32 | 199431.3446 | 181422.9082
Grid R&R | Secondary Assets | SA Transformer Protection | 1394646.498 | 1450109.2277 | 2734463.8532 | 1562164.5438 | 2249531.7774 | 2195744.9063 | 2537772 | 2639744 | 2768818 | 2985697 | 3105523 | 57693.2915 | 49623.4954 | 88094.3103 | 61738.7438 | 71519.7308 | 77724.0685 | 90956 | 94234 | 106244 | 104852 | 144006 | 1452339.7895 | 1499732.723 | 2822558.1635 | 1623903.2876 | 2321051.5083 | 2273468.9748 | 2628728 | 2733978 | 2875062 | 3090549 | 3249529 | -67969.6395 | -24295.813 | -19193.6835 | 0.16239 | 32494.4917 | 75024.3752 | 144580.04 | 210789.7038 | 286643.6814 | 379519.4172 | 475731.0456 | 0 | 0 | 0 | 0 | 0 | 0 | 144054.2944 | 160484.5086 | 171066.189 | 176779.4028 | 177099.3305 | 1384370.15 | 1475436.91 | 2803364.48 | 1623903.45 | 2353546 | 2348493.35 | 2917362.3344 | 3105252.2124 | 3332771.8704 | 3646847.82 | 3902359.3761 | 974429.1 | 1599799.11 | 2822332.34 | 1560651.73 | 3104874.14 | 2370107.35 | 2917362.3344 | 3023401.9212 | 3414622.1616 | 3238679.92 | 4227637.9705 | 54993.24 | 48819.59 | 87495.26 | 61738.75 | 72521 | 80288.96 | 100942.9688 | 107030.9772 | 123158.0448 | 123725.36 | 172936.8054
Grid R&R | Secondary Assets | SA Batteries & DC Systems | 1045140.9556 | 1420518.2815 | 1413200.7795 | 839549.526 | 1919824.6447 | 1436123.4353 | 2052358 | 1844686 | 1782470 | 1567887 | 1770195 | 25663.0848 | 28519.7425 | 43207.7974 | 26811.7673 | 51280.0839 | 7887.329 | 73381 | 68941 | 63964 | 56265 | 63455 | 1070804.0404 | 1449038.0241 | 1456408.5769 | 866361.2934 | 1971104.7286 | 1444010.7643 | 2125739 | 1913627 | 1846434 | 1624152 | 1833650 | -50113.7304 | -23474.5541 | -9903.7269 | 0.086636 | 27595.2714 | 47652.2057 | 116915.645 | 147540.6417 | 184089.4698 | 199445.8656 | 268446.36 | 0 | 0 | 0 | 0 | 0 | 0 | 88430.7424 | 74440.0903 | 63332.6862 | 46613.1624 | 42357.315 | 1020690.31 | 1425563.47 | 1446504.85 | 866361.38 | 1998700 | 1491662.97 | 2331085.3874 | 2135607.732 | 2093856.156 | 1870211.028 | 2144453.675 | 589317.12 | 1783653.46 | 1298397.14 | 995663.34 | 2436105.91 | 1518826.97 | 2299667.7974 | 2167025.322 | 2093856.156 | 1870211.028 | 2144453.675 | 24462.05 | 28057.72 | 42913.98 | 26811.77 | 51998 | 8147.61 | 80469.6046 | 76938.156 | 72535.176 | 64789.1475 | 74210.6225
Grid R&R | Secondary Assets | SA Feeder Protection | 459449.605 | 1201836.9328 | 1314638.6469 | 608404.2792 | 1155133.2487 | 11295.2577 | 1041165 | 428715 | 428715 | 918675 | 367470 | 7718.2446 | 40502.0369 | 35481.8603 | 28530.2571 | 36484.2245 | 0 | 37315 | 15379 | 15379 | 32955 | 13170 | 467167.8495 | 1242338.9697 | 1350120.5072 | 636934.5363 | 1191617.4731 | 11295.2577 | 1078480 | 444094 | 444094 | 951630 | 380640 | -21863.4995 | -20126.0097 | -9180.9572 | 0.063693 | 16682.5269 | 372.7423 | 59316.4 | 34239.6474 | 44276.1718 | 116860.164 | 55725.696 | 0 | 0 | 0 | 0 | 0 | 0 | 61257.664 | 27222.9622 | 27667.0562 | 57097.8 | 21810.672 | 445304.35 | 1222212.96 | 1340939.55 | 636934.6 | 1208300 | 11668 | 1199054.064 | 505556.6096 | 516037.228 | 1125587.964 | 458176.368 | 169358.39 | 1375833.43 | 745152.07 | 1117775.72 | 1443021.63 | 11668 | 1199054.064 | 505556.6096 | 516037.228 | 1125587.964 | 458176.368 | 7357.03 | 39845.9 | 35240.58 | 28530.26 | 36995 | 0 | 41486.817 | 17507.4536 | 17870.398 | 38979.174 | 15852.729
Grid R&R | HVDC Stations | HVDC | 5352476.6116 | 6752387.5213 | 4972477.4741 | 3133403.8867 | 4326736.1219 | 850706.5902 | 2961396 | 5598414 | 3125485 | 4678109 | 3868166 | 183590.9225 | 406435.9715 | 173271.071 | 152358.0348 | 136788.968 | 32171 | 91279 | 464008 | 115159 | 211171 | 319835 | 5536067.5342 | 7158823.4928 | 5145748.545 | 3285761.9214 | 4463525.0898 | 882877.5902 | 3052675 | 6062422 | 3240644 | 4889280 | 4188001 | -259088.4842 | -115973.6228 | -34991.615 | 0.32858 | 62488.9102 | 29134.9548 | 167897.125 | 467412.7362 | 323092.2068 | 600403.584 | 613123.3464 | 0 | 0 | 0 | 0 | 0 | 0 | 158128.565 | 337676.9054 | 185688.9012 | 273310.752 | 226152.054 | 5276979.05 | 7042849.87 | 5110756.93 | 3285762.25 | 4526014 | 912012.545 | 3378700.69 | 6867511.6416 | 3749425.108 | 5762994.336 | 5027276.4004 | 871578.83 | 10125442.4 | 6126258.21 | 2800490.37 | 5001712.52 | 2590736.545 | 897364.6632 | 9394103.0976 | 2911762.0724 | 3780165.1581 | 7623316.3471 | 174998.85 | 399851.67 | 172092.81 | 152358.05 | 138704 | 33232.643 | 101027.5972 | 525628.2624 | 133238.963 | 248907.2577 | 383929.934
Grid E&D | Grid E&D RCP1 <5mil | GD High Impact Low Probability | 0 | 0 | 0 | 0 | 815297.9098 | 1641914.011 | 0 | 0 | 0 | 0 | 0 | 0 | 0 | 0 | 0 | 27174.5589 | 56971.9323 | 0 | 0 | 0 | 0 | 0 | 0 | 0 | 0 | 0 | 842472.4687 | 1698885.9433 | 0 | 0 | 0 | 0 | 0 | 0 | 0 | 0 | 0 | 11794.5313 | 56063.0567 | 0 | 0 | 0 | 0 | 0 | 0 | 0 | 0 | 0 | 0 | 0 | 0 | 0 | 0 | 0 | 0 | 0 | 0 | 0 | 0 | 854267 | 1754949 | 0 | 0 | 0 | 0 | 0 | 0 | 0 | 0 | 0 | 0 | 2609216 | 0 | 0 | 0 | 0 | 0 | 0 | 0 | 0 | 0 | 27555 | 58852 | 0 | 0 | 0 | 0 | 0
Grid E&D | Grid E&D RCP1 <5mil | GD Remove Branch Component | 0 | 0 | 0 | 0 | 513007.9395 | 551715.4485 | 0 | 0 | 0 | 0 | 0 | 0 | 0 | 0 | 0 | 17100.5934 | 35847.0511 | 0 | 0 | 0 | 0 | 0 | 0 | 0 | 0 | 0 | 530108.5329 | 587562.4996 | 0 | 0 | 0 | 0 | 0 | 0 | 0 | 0 | 0 | 7421.4671 | 19389.5004 | 0 | 0 | 0 | 0 | 0 | 0 | 0 | 0 | 0 | 0 | 0 | 0 | 0 | 0 | 0 | 0 | 0 | 0 | 0 | 0 | 537530 | 606952 | 0 | 0 | 0 | 0 | 0 | 0 | 0 | 0 | 0 | 0 | 1144482 | 0 | 0 | 0 | 0 | 0 | 0 | 0 | 0 | 0 | 17340 | 37030 | 0 | 0 | 0 | 0 | 0
Grid E&D | Grid E&D RCP2 <20mil | Otahuhu-Wiri transmission capacity | 0 | 0 | 0 | 0 | 0 | 0 | 2686665 | 8530160 | 5513768 | 0 | 0 | 0 | 0 | 0 | 0 | 0 | 0 | 92809 | 518961 | 1151547 | 0 | 0 | 0 | 0 | 0 | 0 | 0 | 0 | 2779474 | 9049121 | 6665315 | 0 | 0 | 0 | 0 | 0 | 0 | 0 | 0 | 152871.07 | 697687.2291 | 664531.9055 | 0 | 0 | 0 | 0 | 0 | 0 | 0 | 0 | 172327.388 | 628913.9095 | 495232.9045 | 0 | 0 | 0 | 0 | 0 | 0 | 0 | 0 | 3104672.458 | 10375722.1386 | 7825079.81 | 0 | 0 | 0 | 0 | 0 | 0 | 0 | 0 | 0 | 0 | 21305474.4066 | 0 | 0 | 0 | 0 | 0 | 0 | 0 | 0 | 103667.653 | 595040.6826 | 1351916.178 | 0 | 0
Grid E&D | Grid E&D RCP2 <20mil | Relieve generation constraints | 0 | 0 | 0 | 0 | 0 | 0 | 0 | 0 | 2525966 | 8046290 | 5233057 | 0 | 0 | 0 | 0 | 0 | 0 | 0 | 0 | 87390 | 488515 | 289397 | 0 | 0 | 0 | 0 | 0 | 0 | 0 | 0 | 2613356 | 8534805 | 5522454 | 0 | 0 | 0 | 0 | 0 | 0 | 0 | 0 | 260551.5932 | 1048074.054 | 808487.2656 | 0 | 0 | 0 | 0 | 0 | 0 | 0 | 0 | 189206.9744 | 596582.8695 | 368899.9272 | 0 | 0 | 0 | 0 | 0 | 0 | 0 | 0 | 3063114.5676 | 10179461.9235 | 6699841.1928 | 0 | 0 | 0 | 0 | 0 | 0 | 0 | 0 | 0 | 12618928.2072 | 7323489.4767 | 0 | 0 | 0 | 0 | 0 | 0 | 0 | 0 | 102429.819 | 582651.8405 | 351096.4404
Grid E&D | Grid E&D RCP2 <20mil | Upper North Island reactive support 2012 - 2020 | 0 | 0 | 0 | 0 | 0 | 0 | 0 | 0 | 3708036 | 3708036 | 8129 | 0 | 0 | 0 | 0 | 0 | 0 | 0 | 0 | 149733 | 440554 | 328 | 0 | 0 | 0 | 0 | 0 | 0 | 0 | 0 | 3857769 | 4148590 | 8457 | 0 | 0 | 0 | 0 | 0 | 0 | 0 | 0 | 384619.5693 | 509446.852 | 1238.1048 | 0 | 0 | 0 | 0 | 0 | 0 | 0 | 0 | 306692.6355 | 333131.777 | 681.6342 | 0 | 0 | 0 | 0 | 0 | 0 | 0 | 0 | 4549081.2048 | 4991168.629 | 10376.739 | 0 | 0 | 0 | 0 | 0 | 0 | 0 | 0 | 0 | 9632446.9036 | -2404.3401 | 0 | 0 | 0 | 0 | 0 | 0 | 0 | 0 | 176565.1536 | 530030.5174 | 402.456
Grid E&D | Grid E&D RCP2 <20mil | Bus section fault reliability | 0 | 0 | 0 | 0 | 0 | 0 | 0 | 0 | 2130237 | 6785713 | 4413220 | 0 | 0 | 0 | 0 | 0 | 0 | 0 | 0 | 73699 | 245836 | 207946 | 0 | 0 | 0 | 0 | 0 | 0 | 0 | 0 | 2203936 | 7031549 | 4621166 | 0 | 0 | 0 | 0 | 0 | 0 | 0 | 0 | 219732.4192 | 863474.2172 | 676538.7024 | 0 | 0 | 0 | 0 | 0 | 0 | 0 | 0 | 205847.6224 | 629323.6355 | 392336.9934 | 0 | 0 | 0 | 0 | 0 | 0 | 0 | 0 | 2629516.0416 | 8524346.8527 | 5690041.6958 | 0 | 0 | 0 | 0 | 0 | 0 | 0 | 0 | 2629516.0416 | 8524346.8527 | 5690041.6958 | 0 | 0 | 0 | 0 | 0 | 0 | 0 | 0 | 87930.2769 | 298026.9828 | 256043.9098
Grid E&D | Grid E&D RCP2 <20mil | Wellington Supply Security | 0 | 0 | 0 | 0 | 0 | 0 | 0 | 0 | 3639661 | 3639661 | 3649632 | 0 | 0 | 0 | 0 | 0 | 0 | 0 | 0 | 147509 | 147550 | 147900 | 0 | 0 | 0 | 0 | 0 | 0 | 0 | 0 | 3787170 | 3787211 | 3797532 | 0 | 0 | 0 | 0 | 0 | 0 | 0 | 0 | 377580.849 | 465069.5108 | 555958.6848 | 0 | 0 | 0 | 0 | 0 | 0 | 0 | 0 | 322666.884 | 291993.9681 | 260130.942 | 0 | 0 | 0 | 0 | 0 | 0 | 0 | 0 | 4487417.733 | 4544274.4789 | 4613621.6268 | 0 | 0 | 0 | 0 | 0 | 0 | 0 | 0 | 4486782.6266 | 4543582.1366 | 4614949.0755 | 0 | 0 | 0 | 0 | 0 | 0 | 0 | 0 | 174783.4141 | 177045.245 | 179683.71
Grid E&D | Grid E&D RCP2 <20mil | Otahuhu and Penrose interconnection capacity | 0 | 0 | 0 | 0 | 0 | 0 | 0 | 0 | 1813087 | 10253949 | 3582518 | 0 | 0 | 0 | 0 | 0 | 0 | 0 | 0 | 52800 | 492703 | 361252 | 0 | 0 | 0 | 0 | 0 | 0 | 0 | 0 | 1865887 | 10746652 | 3943770 | 0 | 0 | 0 | 0 | 0 | 0 | 0 | 0 | 186028.9339 | 1319688.8656 | 577367.928 | 0 | 0 | 0 | 0 | 0 | 0 | 0 | 0 | 130612.09 | 696383.0496 | 231893.676 | 0 | 0 | 0 | 0 | 0 | 0 | 0 | 0 | 2182528.0239 | 12762723.9152 | 4753031.604 | 0 | 0 | 0 | 0 | 0 | 0 | 0 | 0 | 0 | 6226127.1988 | 13505555.7216 | 0 | 0 | 0 | 0 | 0 | 0 | 0 | 0 | 61760.16 | 585134.0828 | 435380.9104
Grid E&D | Grid E&D RCP2 <20mil | Bunnythorpe interconnection capacity | 0 | 0 | 0 | 0 | 0 | 66408 | 113592 | 2998242 | 5105113 | 0 | 0 | 0 | 0 | 0 | 0 | 0 | 1934 | 10626 | 87314 | 478860 | 0 | 0 | 0 | 0 | 0 | 0 | 0 | 68342 | 124218 | 3085556 | 5583973 | 0 | 0 | 0 | 0 | 0 | 0 | 0 | 2255.286 | 6831.99 | 237896.3676 | 556722.1081 | 0 | 0 | 0 | 0 | 0 | 0 | 0 | 0 | 6807.1464 | 230799.5888 | 425498.7426 | 0 | 0 | 0 | 0 | 0 | 0 | 0 | 70597.286 | 137857.1364 | 3554251.9564 | 6566193.8507 | 0 | 0 | 0 | 0 | 0 | 0 | 0 | 0 | 208454.4224 | 0 | 10120445.8071 | 0 | 0 | 0 | 0 | 0 | 0 | 0 | 1997.822 | 11792.7348 | 100576.9966 | 563091.474 | 0 | 0
Grid E&D | Grid E&D RCP2 <20mil | North Taranaki transmission capacity | 0 | 0 | 0 | 0 | 0 | 0 | 0 | 0 | 0 | 0 | 2939743 | 0 | 0 | 0 | 0 | 0 | 0 | 0 | 0 | 0 | 0 | 85525 | 0 | 0 | 0 | 0 | 0 | 0 | 0 | 0 | 0 | 0 | 3025268 | 0 | 0 | 0 | 0 | 0 | 0 | 0 | 0 | 0 | 0 | 442899.2352 | 0 | 0 | 0 | 0 | 0 | 0 | 0 | 0 | 0 | 0 | 232038.0556 | 0 | 0 | 0 | 0 | 0 | 0 | 0 | 0 | 0 | 0 | 3700205.2908 | 0 | 0 | 0 | 0 | 0 | 0 | 0 | 0 | 0 | 0 | 232038.0556 | 0 | 0 | 0 | 0 | 0 | 0 | 0 | 0 | 0 | 0 | 104605.6275
Grid E&D | Grid E&D RCP2 <20mil | Timaru interconnecting transformers capacity | 0 | 0 | 0 | 0 | 0 | 0 | 0 | 0 | 0 | 0 | 2448523 | 0 | 0 | 0 | 0 | 0 | 0 | 0 | 0 | 0 | 0 | 71235 | 0 | 0 | 0 | 0 | 0 | 0 | 0 | 0 | 0 | 0 | 2519758 | 0 | 0 | 0 | 0 | 0 | 0 | 0 | 0 | 0 | 0 | 368892.5712 | 0 | 0 | 0 | 0 | 0 | 0 | 0 | 0 | 0 | 0 | 180918.6244 | 0 | 0 | 0 | 0 | 0 | 0 | 0 | 0 | 0 | 0 | 3069569.1956 | 0 | 0 | 0 | 0 | 0 | 0 | 0 | 0 | 0 | 0 | 180918.6244 | 0 | 0 | 0 | 0 | 0 | 0 | 0 | 0 | 0 | 0 | 86778.477
Grid E&D | Grid E&D RCP2 <20mil | Southland reactive power support | 0 | 0 | 0 | 0 | 0 | 0 | 0 | 2057730 | 3503705 | 0 | 0 | 0 | 0 | 0 | 0 | 0 | 0 | 0 | 59925 | 328648 | 0 | 0 | 0 | 0 | 0 | 0 | 0 | 0 | 0 | 2117655 | 3832353 | 0 | 0 | 0 | 0 | 0 | 0 | 0 | 0 | 0 | 163271.2005 | 382085.5941 | 0 | 0 | 0 | 0 | 0 | 0 | 0 | 0 | 0 | 138494.637 | 275162.9454 | 0 | 0 | 0 | 0 | 0 | 0 | 0 | 0 | 0 | 2419420.8375 | 4489601.5395 | 0 | 0 | 0 | 0 | 0 | 0 | 0 | 0 | 0 | 0 | 6909022.377 | 0 | 0 | 0 | 0 | 0 | 0 | 0 | 0 | 0 | 68464.3125 | 385011.132 | 0 | 0
Grid E&D | Grid E&D RCP2 <20mil | High impact low probability event mitigation | 0 | 0 | 0 | 0 | 0 | 1371131 | 2589846 | 2534959 | 1150067 | 998909 | 1001646 | 0 | 0 | 0 | 0 | 0 | 55571 | 212434 | 343002 | 316223 | 40484 | 40568 | 0 | 0 | 0 | 0 | 0 | 1426702 | 2802280 | 2877961 | 1466290 | 1039393 | 1042214 | 0 | 0 | 0 | 0 | 0 | 47081.166 | 154125.4 | 221890.7931 | 146189.113 | 127637.4604 | 152580.1296 | 0 | 0 | 0 | 0 | 0 | 0 | 174096.5598 | 193881.7427 | 114372.4123 | 88036.5871 | 86816.4262 | 0 | 0 | 0 | 0 | 0 | 1473783.166 | 3130501.9598 | 3293733.5358 | 1726851.5253 | 1255067.0475 | 1281610.5558 | 0 | 0 | 0 | 0 | 0 | 0 | 1177180.713 | 2787460.8372 | 5660228.6367 | 1255067.0475 | 1281610.5558 | 0 | 0 | 0 | 0 | 0 | 57404.843 | 236558.4428 | 390553.2876 | 367622.334 | 48884.43 | 49886.4696
Grid E&D | Grid E&D RCP2 <20mil | Hororata and Kimberley voltage quality | 0 | 0 | 0 | 0 | 0 | 0 | 3247392 | 0 | 0 | 0 | 0 | 0 | 0 | 0 | 0 | 0 | 0 | 116395 | 0 | 0 | 0 | 0 | 0 | 0 | 0 | 0 | 0 | 0 | 3363787 | 0 | 0 | 0 | 0 | 0 | 0 | 0 | 0 | 0 | 0 | 185008.285 | 0 | 0 | 0 | 0 | 0 | 0 | 0 | 0 | 0 | 0 | 236137.8474 | 0 | 0 | 0 | 0 | 0 | 0 | 0 | 0 | 0 | 0 | 3784933.1324 | 0 | 0 | 0 | 0 | 0 | 0 | 0 | 0 | 0 | 0 | 3784933.1324 | 0 | 0 | 0 | 0 | 0 | 0 | 0 | 0 | 0 | 0 | 130967.654 | 0 | 0 | 0 | 0
Grid E&D | Grid E&D RCP2 <20mil | Islington 220/66 kV spare transformer switchgear | 0 | 0 | 0 | 0 | 0 | 0 | 2212735 | 119277 | 0 | 0 | 0 | 0 | 0 | 0 | 0 | 0 | 0 | 68716 | 14584 | 0 | 0 | 0 | 0 | 0 | 0 | 0 | 0 | 0 | 2281451 | 133861 | 0 | 0 | 0 | 0 | 0 | 0 | 0 | 0 | 0 | 125479.805 | 10320.6831 | 0 | 0 | 0 | 0 | 0 | 0 | 0 | 0 | 0 | 128901.9815 | 8593.8762 | 0 | 0 | 0 | 0 | 0 | 0 | 0 | 0 | 0 | 2535832.7865 | 152775.5593 | 0 | 0 | 0 | 0 | 0 | 0 | 0 | 0 | 0 | 0 | 2688608.3458 | 0 | 0 | 0 | 0 | 0 | 0 | 0 | 0 | 0 | 76377.834 | 16644.7192 | 0 | 0 | 0
Grid E&D | Grid E&D RCP2 <20mil | Haywards local service third incomer | 0 | 0 | 0 | 0 | 0 | 0 | 1785179 | 0 | 0 | 0 | 0 | 0 | 0 | 0 | 0 | 0 | 0 | 63986 | 0 | 0 | 0 | 0 | 0 | 0 | 0 | 0 | 0 | 0 | 1849165 | 0 | 0 | 0 | 0 | 0 | 0 | 0 | 0 | 0 | 0 | 101704.075 | 0 | 0 | 0 | 0 | 0 | 0 | 0 | 0 | 0 | 0 | 47708.457 | 0 | 0 | 0 | 0 | 0 | 0 | 0 | 0 | 0 | 0 | 1998577.532 | 0 | 0 | 0 | 0 | 0 | 0 | 0 | 0 | 0 | 0 | 1998577.532 | 0 | 0 | 0 | 0 | 0 | 0 | 0 | 0 | 0 | 0 | 69156.0688 | 0 | 0 | 0 | 0
Grid E&D | Grid E&D RCP2 <20mil | E&D Other | 1456331.4915 | 1721151.7524 | 990103.525 | 576728.4223 | 754929.0677 | 4032517.2397 | 199998 | 850002 | 50001 | 202913 | 347086 | 72669.6358 | 140469.2858 | 293916.039 | 63873.8036 | 34400.3978 | 189416.4001 | 7168 | 30498 | 1794 | 5912 | 32470 | 1529001.1274 | 1861621.0382 | 1284019.564 | 640602.2259 | 789329.4655 | 4221933.6398 | 207166 | 880500 | 51795 | 208825 | 379556 | -71557.3974 | -30158.4382 | -8731.464 | 0.06406 | 11050.5345 | 139323.4862 | 11394.13 | 67886.55 | 5163.9615 | 25643.71 | 55566.9984 | 0 | 0 | 0 | 0 | 0 | 0 | 11388.9505 | 51685.35 | 3081.8025 | 11944.79 | 20685.802 | 1457443.73 | 1831462.6 | 1275288.1 | 640602.29 | 800380 | 4361257.126 | 229949.0805 | 1000071.9 | 60040.764 | 246413.5 | 455808.8004 | 116323.47 | 44830.45 | 737006.76 | 4473122.83 | 758214.43 | 3213407.126 | 2198472.356 | 1000071.9 | 60040.764 | -34705.4982 | 622654.6864 | 69268.69 | 138193.67 | 291917.38 | 63873.81 | 34882 | 195667.126 | 7956.3008 | 34639.6284 | 2079.6048 | 6976.16 | 38993.223
IST | Transmission Systems | IT SCADA/RTS | 2204381.5427 | 1613919.2964 | 2742197.1806 | 2603802.2026 | 8221286.8762 | 1494686.6872 | 5016079.8396 | 316500 | 700593 | 12147488 | 12297870 | 93019.5959 | 146320.2724 | 111022.161 | 80897.9299 | 377265.2439 | 675691.0359 | 256749.6029 | 16423 | 28291 | 454096 | 1119722 | 2297401.1386 | 1760239.5688 | 2853219.3416 | 2684700.1325 | 8598552.1201 | 2170377.7231 | 5272829.4425 | 332923 | 728884 | 12601584 | 13417592 | -107518.5906 | -28516.0488 | -19402.1826 | 0.26847 | 120378.8799 | 71622.2357 | 290005.2225 | 25668.3633 | 72669.7348 | 1547474.5152 | 1964335.4688 | 0 | 0 | 0 | 0 | 0 | 0 | 59189.3593 | 15780.5502 | 37391.7492 | 699387.912 | 799688.4832 | 2189882.548 | 1731723.52 | 2833817.159 | 2684700.401 | 8718931 | 2241999.9587 | 5622024.0243 | 374371.9135 | 838945.484 | 14848446.4272 | 16181615.952 | 2036430.989 | 1529197.829 | 3953529.8 | 1263286.64 | 2715264.33 | 7308999.9587 | 7728726.5204 | 1631058.4174 | 838945.484 | 858844.0172 | 6764067.1492 | 88666.27 | 143949.87 | 110267.199 | 80897.938 | 382546.92 | 697988.7687 | 273022.7068 | 18467.6635 | 32562.941 | 535061.3168 | 1350384.732
IST | Transmission Systems | IT Time Series | 0 | 0 | 326890.2269 | 749028.3151 | 1545307.8429 | 375050.6277 | 2879477 | 1269026 | 1505550 | 918857 | 934634 | 0 | 0 | 1506.595 | 42077.5758 | 55127.2243 | 4232 | 109244 | 55113 | 59854 | 39231 | 40366 | 0 | 0 | 328396.8219 | 791105.8909 | 1600435.0672 | 379282.6277 | 2988721 | 1324139 | 1565404 | 958088 | 975000 | 0 | 0 | -2233.1319 | 0.079111 | 22405.9328 | 12516.3053 | 164379.655 | 102091.1169 | 156070.7788 | 117653.2064 | 142740 | 0 | 0 | 0 | 0 | 0 | 0 | 180518.7484 | 85406.9655 | 105977.8508 | 68215.8656 | 72735 | 0 | 0 | 326163.69 | 791105.97 | 1622841 | 391798.933 | 3333619.4034 | 1511637.0824 | 1827452.6296 | 1143957.072 | 1190475 | 0 | 0 | 0 | 280030.22 | 2460080.44 | 391798.933 | 777495.147 | 2793957.2092 | 1392221.6834 | 1867942.1478 | 2175525 | 0 | 0 | 1496.35 | 42077.58 | 55899 | 4371.656 | 121850.7576 | 62917.0008 | 69873.5596 | 46841.814 | 49286.886
IST | Transmission Systems | IT Transmission Systems Plan | 118893.2766 | 915967.0129 | 614090.3671 | 696947.2003 | 780662.798 | 2486397.5748 | 1520840 | 300000 | 300000 | 550000 | 300000 | 1268.6006 | 27638.1405 | 18867.7224 | 27270.8273 | 24839.2529 | 76669.8902 | 61412 | 12114 | 12114 | 22209 | 12114 | 120161.8772 | 943605.1534 | 632958.0896 | 724218.0276 | 805502.0509 | 2563067.465 | 1582252 | 312114 | 312114 | 572209 | 312114 | -5623.5872 | -15286.4934 | -4304.1796 | 0.072422 | 11276.9491 | 84581.073 | 87023.86 | 24063.9894 | 31117.7658 | 70267.2652 | 45693.4896 | 0 | 0 | 0 | 0 | 0 | 0 | 141769.7792 | 29182.659 | 29806.887 | 55904.8193 | 31148.9772 | 114538.29 | 928318.66 | 628653.91 | 724218.1 | 816779 | 2647648.538 | 1811045.6392 | 365360.6484 | 373038.6528 | 698381.0845 | 388956.4668 | -5.827e-13 | 50617.7 | 1351962.62 | 746115.24 | 565886.15 | 3150686.538 | 1811045.6392 | 365360.6484 | 373038.6528 | 698381.0845 | 388956.4668 | 1209.23 | 27190.4 | 18739.42 | 27270.83 | 25187 | 79199.993 | 70292.1752 | 14180.6484 | 14478.6528 | 27106.0845 | 15096.4668
IST | Transmission Systems | IT Meter Data Management | 356255.8473 | 0 | 641590.229 | 822448.6578 | 2399465.7171 | 425000 | 489896 | 1275000 | 527492 | 325000 | 345192 | 4676.5007 | 0 | 21386.7018 | 31000.6069 | 62393.4972 | 17162 | 19783 | 51486 | 21300 | 13124 | 13939 | 360932.348 | 0 | 662976.9308 | 853449.2647 | 2461859.2143 | 442162 | 509679 | 1326486 | 548792 | 338124 | 359131 | -16891.668 | 0 | -4508.3108 | 0.085345 | 34465.7857 | 14591.346 | 28032.345 | 102272.0706 | 54714.5624 | 41521.6272 | 52576.7784 | 0 | 0 | 0 | 0 | 0 | 0 | 27487.8427 | 78130.0254 | 29513.5112 | 22349.9964 | 19941.5185 | 344040.68 | 0 | 658468.62 | 853449.35 | 2496325 | 456753.346 | 565199.1877 | 1506888.096 | 633020.0736 | 401995.6236 | 431649.2969 | 285144.54 | 55675.47 | -3.6948e-13 | 1437726.31 | 2570516.66 | 456753.346 | 565199.1877 | 1506888.096 | 633020.0736 | 401995.6236 | 431649.2969 | 4457.64 | 0 | 21241.27 | 31000.61 | 63267 | 17728.346 | 21937.9933 | 58488.096 | 24569.1212 | 15603.1236 | 16753.6881
IST | Asset Management Systems | IT Asset Management | 2676726.3671 | 543481.8579 | 2609179.1041 | 14904670.3195 | 11423503.1717 | 363408.9604 | 900000 | 4102073 | 6606362 | 1840539 | 0 | 94228.8176 | 31402.9406 | 50506.7007 | 544667.1655 | 444450.634 | 61772.9592 | 36342 | 154817 | 260147 | 92835 | 0 | 2770955.1847 | 574884.7985 | 2659685.8048 | 15449337.4851 | 11867953.8057 | 425181.9196 | 936342 | 4256890 | 6866509 | 1933374 | 0 | -129680.9647 | -9313.1885 | -18086.1348 | 1.5449 | 166151.1494 | 14031.0033 | 51498.81 | 328206.219 | 684590.9473 | 237418.3272 | 0 | 0 | 0 | 0 | 0 | 0 | 0 | 40356.3402 | 201776.586 | 352251.9117 | 107302.257 | 0 | 2641274.22 | 565571.61 | 2641599.67 | 15449339.03 | 12034104.9551 | 439212.9229 | 1028197.1502 | 4786872.805 | 7903351.859 | 2278094.5842 | 0 | 813246.62 | 2433030.28 | -533811.48 | 16046995.3 | 4135787.4 | 10567768.709 | 389892.2357 | 818935.117 | 5175391.936 | 8973992.1952 | 0 | 89818.9 | 30894.21 | 50163.25 | 544667.22 | 450672.9366 | 63811.4669 | 39907.1502 | 174091.7165 | 299429.197 | 109387.4805 | 0
IST | Asset Management Systems | IT Spatial & Drawings | 483543.4492 | 242397.0859 | 887673.1278 | 156171.6544 | 1141712.1428 | 1712733.5973 | 730279 | 1983589 | 887170 | 1242361 | 1048399 | 49635.8106 | 505.6211 | 33441.3949 | 1095.2799 | 39591.7198 | 63458.0593 | 32639 | 116146 | 109544 | 161331 | 123133 | 533179.2598 | 242902.707 | 921114.5227 | 157266.9343 | 1181303.8627 | 1776191.6565 | 762918 | 2099735 | 996714 | 1403692 | 1171532 | -24952.8398 | -3935.047 | -6263.6727 | 0.015727 | 16538.1373 | 58614.3234 | 41960.49 | 161889.5685 | 99372.3858 | 172373.3776 | 171512.2848 | 0 | 0 | 0 | 0 | 0 | 0 | 32881.7658 | 99527.439 | 51131.4282 | 77904.906 | 69823.3072 | 508226.42 | 238967.66 | 914850.85 | 157266.95 | 1197842 | 1834805.9799 | 837760.2558 | 2361152.0075 | 1147217.814 | 1653970.2836 | 1412867.592 | 805500.91 | 114592.5 | 1147445.01 | -4579.03 | 1335721.48 | 1034418.827 | 1140792.3051 | 1799200 | 575500 | 1060470 | 3665100.8007 | 47312.85 | 497.43 | 33213.99 | 1095.28 | 40146 | 65552.1751 | 35840.8859 | 130606.177 | 126085.144 | 190096.3173 | 148498.398
IST | Asset Management Systems | IT Outage Management | 119769.0528 | 713725.5309 | 910339.5643 | 90321.931 | 0 | 1023476 | 639793 | 600327 | 600327 | 600327 | 600327 | 1802.2813 | 27195.2337 | 46313.4301 | 2500.4397 | 0 | 41329 | 30949 | 24241 | 24241 | 24241 | 24241 | 121571.3341 | 740920.7646 | 956652.9945 | 92822.3707 | 0 | 1064805 | 670742 | 624568 | 624568 | 624568 | 624568 | -5689.5499 | -12002.987 | -6505.338 | 0.0092822 | 0 | 35138.565 | 36890.81 | 48154.1928 | 62269.4296 | 76696.9504 | 91436.7552 | 0 | 0 | 0 | 0 | 0 | 0 | 21329.5956 | 22546.9048 | 25295.004 | 28230.4736 | 31103.4864 | 115881.7842 | 728917.7776 | 950147.6565 | 92822.38 | 0 | 1099943.565 | 728962.4056 | 695269.0976 | 712132.4336 | 729495.424 | 747108.2416 | 0 | 0 | 1636139.8983 | 247714.21 | 0 | 0 | 1828905.9706 | 695269.0976 | 712132.4336 | 729495.424 | 747108.2416 | 1717.9344 | 26754.6683 | 45998.4941 | 2500.44 | 0 | 42692.857 | 33635.3732 | 26985.0812 | 27639.5882 | 28313.488 | 28997.0842
IST | Network Services | IT Communication Services | 748836.8313 | 2932279.5164 | 781839.7285 | 351313.4549 | 0 | 0 | 0 | 919480 | 678077 | 52271 | 0 | 28473.7775 | 152665.2748 | 69043.6013 | -498.5995 | 0 | 0 | 0 | 34203 | 28514 | 4083 | 0 | 777310.6088 | 3084944.7912 | 850883.3298 | 350814.8554 | 0 | 0 | 0 | 953683 | 706591 | 56354 | 0 | -36378.21 | -49976.3996 | -5786.0934 | 0.035081 | 0 | 0 | 0 | 73528.9593 | 70447.1227 | 6920.2712 | 0 | 0 | 0 | 0 | 0 | 0 | 0 | 0 | 56171.9287 | 44091.2784 | 3724.9994 | 0 | 740932.3988 | 3034968.3916 | 845097.2364 | 350814.8905 | 0 | 0 | 0 | 1083383.888 | 821129.4011 | 66999.2706 | 0 | 162487.88 | 69320.91 | 4231888.3366 | 519239.5467 | 0 | 0 | 0 | 0 | 1184135.6338 | 787376.9259 | 0 | 27141.202 | 150192.0828 | 68574.0978 | -498.5995 | 0 | 0 | 0 | 38854.608 | 33136.1194 | 4854.2787 | 0
IST | Telecommunications | IT Shared Comms Infrastructure | 23018554.5289 | 23015169.4585 | 17861101.3714 | 12311135.3989 | 10261883.6431 | 6569246.0068 | 11860335 | 17577370 | 3643893 | 5782312 | 2952999 | 2319427.2864 | 1532401.2869 | 821000.5374 | 667480.3833 | 433434.9535 | 156814.9064 | 476862 | 791812 | 140924 | 236722 | 114388 | 25337981.8152 | 24547570.7454 | 18682101.9088 | 12978615.7821 | 10695318.5966 | 6726060.9132 | 12337197 | 18369182 | 3784817 | 6019034 | 3067387 | -1185819.9452 | -397672.9854 | -127040.1988 | 1.2979 | 149733.4034 | 221959.3318 | 678545.835 | 1416263.9322 | 377346.2549 | 739137.3752 | 449065.4568 | 0 | 0 | 0 | 0 | 0 | 0 | 603288.9333 | 975403.5642 | 214977.6056 | 365957.2672 | 198459.9389 | 24152161.87 | 24149897.76 | 18555061.71 | 12978617.08 | 10845052 | 6948020.245 | 13619031.7683 | 20760849.4964 | 4377140.8605 | 7124128.6424 | 3714912.3957 | 11611922.75 | 45960546.29 | 15878235.22 | 13907467.56 | 26389019.69 | 6945432.959 | 11560782.1734 | 23094734.3976 | 1754315.5329 | 8226205.8934 | 1895325.7381 | 2210877.87 | 1507576.24 | 815417.65 | 667480.45 | 439503 | 161989.783 | 526407.9618 | 894905.9224 | 162978.606 | 280184.1592 | 138535.3068
IST | Telecommunications | IT Subst Comms Infrastructure | 402819.4797 | 561820.0483 | 2365972.4843 | 6421483.9179 | 5208087.2926 | 4758396.4206 | 1824000 | 1400000 | 1351687 | 1448250 | 1287270 | 12213.2933 | 14414.6893 | 46534.7309 | 194017.6506 | 305164.724 | 134207.1773 | 73655 | 56532 | 52826 | 60301 | 47884 | 415032.773 | 576234.7377 | 2412507.2152 | 6615501.5684 | 5513252.0166 | 4892603.5979 | 1897655 | 1456532 | 1404513 | 1508551 | 1335154 | -19423.573 | -9335.0577 | -16405.2952 | 0.66155 | 77184.9834 | 161455.4021 | 104371.025 | 112298.6172 | 140029.9461 | 185250.0628 | 195466.5456 | 0 | 0 | 0 | 0 | 0 | 0 | 81788.9305 | 69039.6168 | 72051.5169 | 83724.5805 | 79575.1784 | 395609.2 | 566899.68 | 2396101.92 | 6615502.23 | 5590437 | 5054059 | 2083814.9555 | 1637870.234 | 1616594.463 | 1777525.6433 | 1610195.724 | 726617.83 | 234880.14 | 1054618.65 | 3868080.22 | 6598031.46 | 2843667 | 7845860.3055 | 1637870.234 | 957981.904 | 2436138.2023 | 79575.1784 | 11641.71 | 14181.17 | 46218.29 | 194017.67 | 309437 | 138636 | 80880.5555 | 63570.234 | 60802.726 | 71052.6683 | 57748.104
IST | Corporate Systems | IT Stakeholder Management | 0 | 0 | 535478.2568 | 247209.0353 | 237268.2677 | 0 | 0 | 367791 | 32166 | 0 | 588356 | 0 | 0 | 8866.7448 | 6286.1694 | 3910.2568 | 0 | 0 | 13681 | 2513 | 0 | 23758 | 0 | 0 | 544345.0015 | 253495.2047 | 241178.5245 | 0 | 0 | 381472 | 34679 | 0 | 612114 | 0 | 0 | -3701.6015 | 0.02535 | 3376.4755 | 0 | 0 | 29411.4912 | 3457.4963 | 0 | 89613.4896 | 0 | 0 | 0 | 0 | 0 | 0 | 0 | 13771.1392 | 1404.4995 | 0 | 30483.2772 | 0 | 0 | 540643.4 | 253495.23 | 244555 | 0 | 0 | 424654.6304 | 39540.9958 | 0 | 732210.7668 | 0 | 0 | 0 | 794138.63 | 244555 | 0 | 0 | 0 | 464195.6262 | 0 | 732210.7668 | 0 | 0 | 8806.45 | 6286.17 | 3965 | 0 | 0 | 15229.6892 | 2865.3226 | 0 | 28419.3196
IST | Corporate Systems | IT Corp Info & Doc Mgmt | 548160.1887 | 1359601.9715 | 2424019.6811 | 545378.7455 | 1288028.7251 | 0 | 594178 | 788356 | 384475 | 0 | 425844 | 16316.976 | 22587.0422 | 89008.5271 | 7159.2993 | 35045.3683 | 0 | 23993 | 31834 | 15525 | 0 | 16318 | 564477.1647 | 1382189.0137 | 2513028.2082 | 552538.0447 | 1323074.0934 | 0 | 618171 | 820190 | 400000 | 0 | 442162 | -26417.5847 | -22391.5937 | -17088.8482 | 0.055254 | 18522.9066 | 0 | 33999.405 | 63236.649 | 39880 | 0 | 64732.5168 | 0 | 0 | 0 | 0 | 0 | 0 | 26643.1701 | 38877.006 | 20520 | 0 | 26352.8552 | 538059.58 | 1359797.42 | 2495939.36 | 552538.1 | 1341597 | 0 | 678813.5751 | 922303.655 | 460400 | 0 | 533247.372 | 285474.59 | 539006.56 | 3242440.54 | 980194.44 | 1359050.49 | 0 | 678813.5751 | 922303.655 | 460400 | 0 | 205256.6 | 15553.34 | 22221.13 | 88403.26 | 7159.3 | 35536 | 0 | 26346.7133 | 35797.333 | 17869.275 | 0 | 19679.508
IST | Corporate Systems | IT Safety | 148967.9439 | 0 | 0 | 0 | 252618.3678 | 0 | 300000 | 586415 | 250000 | 0 | 0 | 0 | 0 | 0 | 0 | 9468.4427 | 0 | 12114 | 23680 | 10095 | 0 | 0 | 148967.9439 | 0 | 0 | 0 | 262086.8106 | 0 | 312114 | 610095 | 260095 | 0 | 0 | -6971.7139 | 0 | 0 | 0 | 3669.1894 | 0 | 17166.27 | 47038.3245 | 25931.4715 | 0 | 0 | 0 | 0 | 0 | 0 | 0 | 0 | 17072.6358 | 35934.5955 | 16229.928 | 0 | 0 | 141996.23 | 0 | 0 | 0 | 265756 | 0 | 346352.9058 | 693067.92 | 302256.3995 | 0 | 0 | 1065362.74 | 0 | 0 | 0 | 265756 | 0 | 346352.9058 | 693067.92 | 302256.3995 | 0 | 0 | 0 | 0 | 0 | 0 | 9601 | 0 | 13442.9058 | 26900.48 | 11731.3995 | 0 | 0
IST | Corporate Systems | IT Risk/Audit Management | 0 | 0 | 0 | 0 | 392934.9495 | 0 | 0 | 0 | 300000 | 0 | 0 | 0 | 0 | 0 | 0 | 7105.5234 | 0 | 0 | 0 | 12114 | 0 | 0 | 0 | 0 | 0 | 0 | 400040.4729 | 0 | 0 | 0 | 312114 | 0 | 0 | 0 | 0 | 0 | 0 | 5600.5271 | 0 | 0 | 0 | 31117.7658 | 0 | 0 | 0 | 0 | 0 | 0 | 0 | 0 | 0 | 0 | 12640.617 | 0 | 0 | 0 | 0 | 0 | 0 | 405641 | 0 | 0 | 0 | 355872.3828 | 0 | 0 | 0 | 0 | 0 | 0 | 405641 | 0 | 0 | 0 | 355872.3828 | 0 | 0 | 0 | 0 | 0 | 0 | 7205 | 0 | 0 | 0 | 13812.3828 | 0 | 0
IST | Corporate Systems | IT Finance | 4048193.9602 | 413192.3759 | 587432.3298 | 343529.0456 | 1296439.9686 | 2007922.7609 | 5564934 | 626675 | 415850 | 7032166 | 7048059 | 90394.3963 | 26534.5218 | 14717.0978 | 14024.0786 | 18900.3963 | 45304.9417 | 207159 | 43515 | 15622 | 285177 | 833614 | 4138588.3565 | 439726.8976 | 602149.4275 | 357553.1242 | 1315340.3649 | 2053227.7026 | 5772093 | 670190 | 431472 | 7317343 | 7881673 | -193686.3265 | -7123.6176 | -4094.6775 | 0.035755 | 18414.6351 | 67756.2974 | 317465.115 | 51671.649 | 43017.7584 | 898569.7204 | 1153876.9272 | 0 | 0 | 0 | 0 | 0 | 0 | 248777.2083 | 31767.006 | 22134.5136 | 406112.5365 | 469747.7108 | 3944902.03 | 432603.28 | 598054.75 | 357553.16 | 1333755 | 2120984 | 6338335.3233 | 753628.655 | 496624.272 | 8622025.2569 | 9505297.638 | 1075383.68 | 4218829.53 | 0 | 735767.83 | 642992.87 | 3063644 | 54905 | 7037058.9783 | 57550 | 479936.5377 | 18086460.6292 | 86163.93 | 26104.66 | 14617.02 | 14024.08 | 19165 | 46800 | 227481.2979 | 48932.6175 | 17980.922 | 336024.0591 | 1005338.484
IST | Corporate Systems | IT Human Resources | 889.2259 | -861.5675 | 1875382.3312 | 763183.1037 | 0 | 0 | 500000 | 0 | 0 | 0 | 0 | 0 | 0 | 50604.7072 | 63052.9037 | 0 | 0 | 20190 | 0 | 0 | 0 | 0 | 889.2259 | -861.5675 | 1925987.0383 | 826236.0074 | 0 | 0 | 520190 | 0 | 0 | 0 | 0 | -41.6159 | 13.9575 | -13096.9083 | 0.082624 | 0 | 0 | 28610.45 | 0 | 0 | 0 | 0 | 0 | 0 | 0 | 0 | 0 | 0 | 16542.042 | 0 | 0 | 0 | 0 | 847.61 | -847.61 | 1912890.13 | 826236.09 | 0 | 0 | 565342.492 | 0 | 0 | 0 | 0 | 847.61 | -847.61 | 0 | 2739126.22 | 0 | 0 | 565342.492 | 0 | 0 | 0 | 0 | 0 | 0 | 50260.59 | 63052.91 | 0 | 0 | 21942.492 | 0 | 0 | 0 | 0
IST | Corporate Systems | IT Portfolio Planning | 35221.3841 | 316842.2446 | 1486033.2376 | 1448190.1252 | 1076237.7775 | 0 | 1150000 | 1300000 | 500000 | 500000 | 550000 | 62.2325 | 254.1066 | 36923.8963 | 69686.573 | 16900.3961 | 0 | 46437 | 52494 | 20190 | 20190 | 22209 | 35283.6166 | 317096.3511 | 1522957.1339 | 1517876.6982 | 1093138.1736 | 0 | 1196437 | 1352494 | 520190 | 520190 | 572209 | -1651.2766 | -5136.9911 | -10356.2639 | 0.15179 | 15303.8264 | 0 | 65804.035 | 104277.2874 | 51862.943 | 63879.332 | 83771.3976 | 0 | 0 | 0 | 0 | 0 | 0 | 44746.7438 | 56398.9998 | 23824.702 | 26113.538 | 31242.6114 | 33632.34 | 311959.36 | 1512600.87 | 1517876.85 | 1108442 | 0 | 1306987.7788 | 1513170.2872 | 595877.645 | 610182.87 | 687223.009 | 35432.34 | 0 | 1270837.96 | 193019.08 | 2987022.04 | 0 | 1306987.7788 | 1513170.2872 | 595877.645 | 610182.87 | 687223.009 | 59.32 | 249.99 | 36672.81 | 69686.58 | 17137 | 0 | 50727.7788 | 58730.2872 | 23127.645 | 23682.87 | 26673.009
IST | ICT Shared Services | IT Enabling Infrastructure | 2463745.513 | 2837371.4491 | 3648533.9713 | 2083450.5483 | 4944873.8646 | 2309361.3203 | 9787004 | 3852001 | 3702644 | 3785898 | 3637634 | 74261.5789 | 24877.8227 | 71307.2181 | 35098.993 | 123260.5741 | 31404.6499 | 378378 | 170801 | 142428 | 154541 | 146751 | 2538007.0919 | 2862249.2718 | 3719841.1894 | 2118549.5412 | 5068134.4387 | 2340765.9702 | 10165382 | 4022802 | 3845072 | 3940439 | 3784385 | -118778.9719 | -46368.711 | -25295.2996 | 0.21185 | 70953.3813 | 77245.0298 | 559096.01 | 310158.0342 | 383353.6784 | 483885.9092 | 554033.964 | 0 | 0 | 0 | 0 | 0 | 0 | 791883.2578 | 329467.4838 | 324524.0768 | 343212.2369 | 339459.3345 | 2419228.12 | 2815880.5608 | 3694545.8898 | 2118549.7531 | 5139087.82 | 2418011 | 11516361.2678 | 4662427.518 | 4552949.7552 | 4767537.1461 | 4677878.2985 | 1590126.4 | 2140635.69 | 4718403.9578 | 2037750.4416 | 5833730.1943 | 2440884 | 5303910.3919 | 10045890.8949 | 1768322.188 | 5208038.2248 | 4680416.734 | 70786.13 | 24474.7996 | 70822.3217 | 35098.9965 | 124986.21 | 32441 | 428664.4362 | 197958.359 | 168648.9948 | 186979.1559 | 181398.9111
IST | ICT Shared Services | IT Service Management | 1909709.7153 | 1591672.7604 | 1712153.4985 | 2624320.8976 | 2326010.2224 | 1126041.7324 | 4029219 | 2489452 | 4495088 | 3400279 | 1404437 | 409006.9541 | 25699.1588 | 43175.3669 | 1908.9298 | 25168.1011 | 18118.0002 | 158312 | 98494 | 177955 | 141350 | 60766 | 2318716.6694 | 1617371.9192 | 1755328.8654 | 2626229.8274 | 2351178.3235 | 1144159.7326 | 4187531 | 2587946 | 4673043 | 3541629 | 1465203 | -108516.1594 | -26201.5792 | -11936.4154 | 0.26262 | 32916.3285 | 37757.1945 | 230314.205 | 199530.6366 | 465902.3871 | 434912.0412 | 214505.7192 | 0 | 0 | 0 | 0 | 0 | 0 | 180482.5861 | 122668.6404 | 239727.1059 | 196560.4095 | 87326.0988 | 2210200.51 | 1591170.34 | 1743392.45 | 2626230.09 | 2384094.652 | 1181916.9271 | 4598327.7911 | 2910145.277 | 5378672.493 | 4173101.4507 | 1767034.818 | 2161601.03 | 6006654.2 | 974823.72 | 3519010.06 | 2608396.732 | 1181916.9271 | 3027469.3867 | 2068068.4489 | 3894813.2025 | 5485331.451 | 3258297.1495 | 389865.39 | 25282.83 | 42881.77 | 1908.93 | 25520.454 | 18715.8942 | 173842.4072 | 110756.503 | 204826.205 | 166552.705 | 73283.796
IST | ICT Shared Services | IT Workforce Mobility | 0 | 905934.4952 | 1936667.8711 | 1143883.7306 | 1989020.9039 | 98623.437 | 0 | 459739 | 840208 | 1800000 | 500000 | 0 | 446.3103 | 40007.3027 | 31682.1368 | 11166.6678 | 0 | 0 | 17102 | 35445 | 72684 | 20190 | 0 | 906380.8054 | 1976675.1738 | 1175565.8674 | 2000187.5717 | 98623.437 | 0 | 476841 | 875653 | 1872684 | 520190 | 0 | -14683.4554 | -13441.5928 | 0.11756 | 28002.4283 | 3254.563 | 0 | 36764.4411 | 87302.6041 | 229965.5952 | 76155.816 | 0 | 0 | 0 | 0 | 0 | 0 | 0 | 28085.9349 | 54640.7472 | 123784.4124 | 36257.243 | 0 | 891697.35 | 1963233.581 | 1175565.985 | 2028190 | 101878 | 0 | 541691.376 | 1017596.3513 | 2226434.0076 | 632603.059 | 0 | 425549.19 | 2319300.811 | 1068918.175 | 2244918.74 | 101878 | 0 | 0 | 1559287.7273 | 2226434.0076 | 632603.059 | 0 | 439.08 | 39735.249 | 31682.14 | 11323 | 0 | 0 | 19427.872 | 41190.6345 | 86414.0076 | 24553.059
IST | ICT Shared Services | IT Data Centre | 0 | 0 | 0 | 0 | 5945655 | 6824426 | 2499085 | 480593 | 0 | 0 | 0 | 0 | 0 | 0 | 0 | 54345 | 275574 | 100915 | 19407 | 0 | 0 | 0 | 0 | 0 | 0 | 0 | 6000000 | 7100000 | 2600000 | 500000 | 0 | 0 | 0 | 0 | 0 | 0 | 0 | 84000 | 234300 | 143000 | 38550 | 0 | 0 | 0 | 0 | 0 | 0 | 0 | 0 | 0 | 202540 | 40950 | 0 | 0 | 0 | 0 | 0 | 0 | 0 | 6084000 | 7334300 | 2945540 | 579500 | 0 | 0 | 0 | 0 | 0 | 0 | 0 | 6083999.858 | 7334300.3409 | 2945539.4902 | 529717.3824 | 0 | 0 | 49782.2004 | 0 | 0 | 0 | 0 | 55105.83 | 284667.942 | 114326.6035 | 22492.713 | 0 | 0 | 0
IST | Security Services | IT Security Infrastructure | 4049054.745 | 4990221.0065 | 1625559.1023 | 1227941.1972 | 4418622.7186 | 2864992.5485 | 1680000 | 720000 | 1666860 | 1462248 | 1454945 | 57387.1962 | 291225.4866 | 22436.1114 | 72533.7727 | 196281.0842 | 130144.2534 | 67840 | 29074 | 62004 | 62499 | 58907 | 4106441.9412 | 5281446.4931 | 1647995.2138 | 1300474.97 | 4614903.8028 | 2995136.8018 | 1747840 | 749074 | 1728864 | 1524747 | 1513852 | -192181.8712 | -85559.9365 | -11206.5356 | 0.13005 | 64608.1972 | 98839.1982 | 96131.2 | 57753.6054 | 172367.7408 | 187238.9316 | 221627.9328 | 0 | 0 | 0 | 0 | 0 | 0 | 115881.792 | 52734.8096 | 126898.6176 | 116795.6202 | 120654.0044 | 3914260.07 | 5195886.5566 | 1636788.6782 | 1300475.1 | 4679512 | 3093976 | 1959852.992 | 859562.415 | 2028130.3584 | 1828781.5518 | 1856133.9372 | 1507929.78 | 6727274.66 | 1852805.1248 | 343932.99 | 5741363.85 | 3647637 | 1959852.992 | 859562.415 | 0 | 3056220.0564 | 1921218.7422 | 54701.47 | 286507.606 | 22283.5436 | 72533.78 | 199029 | 134439 | 76068.992 | 33362.415 | 72736.8924 | 74961.3006 | 72225.8727
Business Support | Office buildings and facilities | BS Office & Facilities | 889396.3639 | 1121370.7531 | 2269902.6496 | 5417534.9082 | 4511152.021 | 5170647.6506 | 4363038 | 11396916.45 | 1290380 | 350000 | 1100000 | 106601.301 | 131338.5368 | 243989.5035 | 111219.1189 | 128036.4642 | 211891.3253 | 243877 | 521609 | 52106 | 14133 | 44418 | 995997.6649 | 1252709.2899 | 2513892.1531 | 5528754.0271 | 4639188.4852 | 5382538.9759 | 4606915 | 11918525.45 | 1342486 | 364133 | 1144418 | -46612.7849 | -20294.0099 | -17094.7231 | 0.55288 | 64948.4888 | 177623.7311 | 253380.325 | 918918.3122 | 133845.8542 | 44715.5324 | 167542.7952 | 0 | 0 | 0 | 0 | 0 | 0 | 0 | 0 | 0 | 0 | 0 | 949384.88 | 1232415.28 | 2496797.43 | 5528754.58 | 4704136.974 | 5560162.707 | 4860295.325 | 12837443.7622 | 1476331.8542 | 408848.5324 | 1311960.7952 | 986735.1 | 125159.55 | 3072138.02 | 5941623.77 | 6274903.114 | 4719075.513 | 1646402.405 | 16892423.8762 | 1476331.8542 | 408848.5324 | 1311960.7952 | 101612.35 | 129210.84 | 242330.35 | 111219.13 | 129828.974 | 218883.7372 | 257290.235 | 561825.0539 | 57300.9682 | 15868.5324 | 50920.7952
Business Support | Minor Fixed Assets | BS Office Equipment | 1847407.8627 | 1794640.9342 | 1111372.1641 | 1395784.5904 | 1218860.0793 | 1114436.5939 | 1414076.7786 | 1413724.8181 | 1313378.1954 | 1313034.3797 | 1212693.651 | 0 | 0 | 742.2071 | 2.2737e-13 | 38151.8775 | 44419 | 56533 | 56533 | 52495 | 52495 | 48457 | 1847407.8627 | 1794640.9342 | 1112114.3712 | 1395784.5904 | 1257011.9568 | 1158855.5939 | 1470609.7786 | 1470257.8181 | 1365873.1954 | 1365529.3797 | 1261150.651 | -86458.8627 | -29073.3542 | -7562.4912 | 0.13958 | 17598.0432 | 38242.2331 | 80883.5364 | 113356.8762 | 136177.5561 | 167687.0063 | 184632.4538 | 0 | 0 | 0 | 0 | 0 | 0 | 0 | 0 | 0 | 0 | 0 | 1760949 | 1765567.58 | 1104551.88 | 1395784.73 | 1274610 | 1197097.827 | 1551493.315 | 1583614.6943 | 1502050.7515 | 1533216.386 | 1445783.1048 | 1760949 | 1765567.58 | 958103.73 | 1542232.88 | 1274610 | 1197097.827 | 1551493.315 | 1583614.6943 | 1502050.7515 | 1533216.386 | 1445783.1048 | 0 | 0 | 737.16 | 9.3963e-14 | 38686 | 45884.827 | 59642.315 | 60891.6943 | 57728.7515 | 58941.386 | 55551.1048
Business Support | Minor Fixed Assets | BS Vehicles | 0 | 0 | 753086.2533 | 418751.9181 | 3550296.204 | 0 | 0 | 1800000 | 1800000 | 0 | 0 | 0 | 0 | 4039.7608 | -4012.2896 | 5.6843e-14 | 0 | 0 | 0 | 0 | 0 | 0 | 0 | 0 | 757126.0141 | 414739.6285 | 3550296.204 | 0 | 0 | 1800000 | 1800000 | 0 | 0 | 0 | 0 | -5148.5341 | 0.041474 | 49703.796 | 0 | 0 | 138780 | 179460 | 2.2737e-13 | 0 | 0 | 0 | 0 | 0 | 0 | 0 | 0 | 0 | 0 | 0 | 0 | 0 | 0 | 751977.48 | 414739.67 | 3600000 | 0 | 0 | 1938780 | 1979460 | 2.2737e-13 | 0 | 0 | 0 | 748227.62 | 418489.53 | 3600000 | 0 | 0 | 1938780 | 1979460 | 2.2737e-13 | 0 | 0 | 0 | 4012.29 | -4012.29 | 5.5955e-14 | 0 | 0 | 2.2737e-13 | 2.2737e-13 | 2.2737e-13 | 0
Business Support | Spares and inventory | BS Mobile Substation | 0 | 0 | 238996.8832 | 4494802.1305 | 1150686.5027 | 0 | 0 | 0 | 0 | 0 | 0 | 0 | 0 | 5247.8761 | 106738.7993 | 32182.4489 | 0 | 0 | 0 | 0 | 0 | 0 | 0 | 0 | 244244.7593 | 4601540.9298 | 1182868.9516 | 0 | 0 | 0 | 0 | 0 | 0 | 0 | 0 | -1660.8893 | 0.46015 | 16560.0484 | 0 | 0 | 0 | 0 | 0 | 0 | 0 | 0 | 0 | 0 | 0 | 0 | 0 | 0 | 0 | 0 | 0 | 0 | 0 | 242583.87 | 4601541.39 | 1199429 | 0 | 0 | 0 | 0 | 0 | 0 | 0 | 0 | 0 | 0 | 6043554.26 | 0 | 0 | 0 | 0 | 0 | 0 | 0 | 0 | 5212.19 | 106738.81 | 32633 | 0 | 0 | 0 | 0 | 0 | 0
Business Support | Properties | BS Strategic Properties | 256304.2428 | 494.6026 | 7700.2626 | 22460.4378 | 0.98619 | 0 | 0 | 0 | 2500000 | 1000000 | 0 | 14658.2683 | 11633.0465 | 977.5474 | -335.77 | 0 | 0 | 0 | 0 | 0 | 0 | 0 | 270962.5111 | 12127.6491 | 8677.81 | 22124.6678 | 0.98619 | 0 | 0 | 0 | 2500000 | 1000000 | 0 | -12681.0711 | -196.4691 | -59.01 | 0.0022125 | 0.013807 | 0 | 0 | 0 | 249250 | 122800 | 0 | 0 | 0 | 0 | 0 | 0 | 0 | 0 | 0 | 0 | 0 | 0 | 258281.44 | 11931.18 | 8618.8 | 22124.67 | 1 | 0 | 0 | 0 | 2749250 | 1122800 | 0 | 0 | 368412.74 | -1288.49 | 4849.97 | 34735.68 | 0 | 0 | 0 | 2749250 | 1122800 | 0 | 13972.26 | 11444.59 | 970.9 | -335.77 | 0 | 0 | 0 | 0 | 0 | 0 | 0
Business Support |  | BS Other | 13812.7374 | 41361.7849 | -16067.259 | 374.49 | 0 | 0 | 0 | 0 | 0 | 0 | 0 | 416.922 | 3429.1323 | 5024.7387 | 4349.6996 | -903.3531 | 0 | 0 | 0 | 0 | 0 | 0 | 14229.6594 | 44790.9171 | -11042.5203 | 4724.1895 | -903.3531 | 0 | 0 | 0 | 0 | 0 | 0 | -665.9494 | -725.6171 | 75.0903 | 0.00047242 | -12.6469 | 0 | 0 | 0 | 0 | 0 | 0 | 0 | 0 | 0 | 0 | 0 | 0 | 0 | 0 | 0 | 0 | 0 | 13563.71 | 44065.3 | -10967.43 | 4724.19 | -916 | 0 | 0 | 0 | 0 | 0 | 0 | 71600.95 | 1.0258e-13 | -15958 | -0.24 | -916 | 0 | 0 | 0 | 0 | 0 | 0 | 397.41 | 3373.58 | 4990.57 | 4349.7 | -916 | 0 | 0 | 0 | 0 | 0 | 0
|  |  | 184201973.4736 | 203571294.1146 | 214397303.511 | 190494304.1452 | 242598304.0181 | 225150132.7584 | 236635082.9728 | 237130581.258 | 220418760.9069 | 229938501.4785 | 208405677.651 | 8132677.9957 | 8669312.1802 | 9725317.9997 | 7506325.6144 | 8202028.2919 | 8695076.4496 | 10621396.6377 | 11483907.1547 | 12368219 | 10589645.7408 | 10964345 | 192334651.4694 | 212240606.2948 | 224122621.5107 | 198000629.7595 | 250800332.3101 | 233845209.208 | 247256479.6106 | 248614488.4127 | 232786979.9069 | 240528147.2192 | 219370022.651 | -9001279.8784 | -3438318.0482 | -1524056.6898 | 19.8001 | 3511182.3031 | 7716879.4002 | 13599105.1294 | 19168176.8582 | 23208861.8614 | 29536856.4704 | 32115771.3146 | 0 | 0 | 0 | 0 | 0 | 0 | 10403361.9912 | 11790768.8813 | 12670319.918 | 13658377.6418 | 12647182.6371 | 183333371.591 | 208802288.2466 | 222598564.8209 | 198000649.5596 | 254311514.6131 | 241562088.6081 | 271258946.7312 | 279573434.1522 | 268666161.6863 | 283723381.3314 | 264132976.6027 | 109207747.119 | 233195391.959 | 221628649.6821 | 209275133.9133 | 302341949.5983 | 227772935.2988 | 268153054.116 | 282165576.6741 | 261961668.9085 | 268375435.7483 | 268288115.4145 | 7752067.8964 | 8528868.4967 | 9659184.8452 | 7506326.365 | 8316855.9506 | 8982013.4634 | 11617398.2431 | 12934945.8081 | 14343080.0633 | 12514011.3841 | 13213319.2163
Base Capex - sets out Base Capex by portfolio on a real basis excluding interest during construction, real basis including interest during construction, nominal expenditure basis and nominal commissioned basis
BASE CAPEX - with CC Adjustment incl Escalator Changes ($m) |  |  | 2009-10: Expenditure excl. interest during construction (real 2012/13 prices); Forecast 2009-10: Interest during construction (real 2012/13 prices); Forecast 2009-10: Expenditure incl. interest during construction (real 2012/13 prices); Forecast 2009-10: CPI adjustment; Forecast 2009-10: RPE adjustment; Forecast 2009-10: Expenditure incl. interest during construction (nominal) | Commissioned value (nominal) | [10 empty] | Interest during construction - expenditure basis (nominal)
|  |  | 2009-10: Admin Settlement; Actual 2011-12: RCP1; Forecast 2015-16: RCP2; Forecast 2009-10: Admin Settlement; Actual 2011-12: RCP1; Forecast 2015-16: RCP2; Forecast 2009-10: Admin Settlement; Actual 2011-12: RCP1; Forecast 2015-16: RCP2; Forecast 2009-10: Admin Settlement; Actual 2011-12: RCP1; Forecast 2015-16: RCP2; Forecast 2009-10: Admin Settlement; Actual 2011-12: RCP1; Forecast 2015-16: RCP2; Forecast 2009-10: Admin Settlement; Actual 2011-12: RCP1; Forecast 2015-16: RCP2 | Admin Settlement |  | RCP1 |  |  |  | RCP2 |  |  |  |  | Admin Settlement |  | RCP1 |  |  |  | RCP2
|  |  | Actual 2011-12: Actual; Forecast 2013-14: Forecast; Actual 2011-12: Actual; Forecast 2013-14: Forecast; Actual 2011-12: Actual; Forecast 2013-14: Forecast; Actual 2011-12: Actual; Forecast 2013-14: Forecast; Actual 2011-12: Actual; Forecast 2013-14: Forecast; Actual 2011-12: Actual; Forecast 2013-14: Forecast |  |  | Actual |  | Forecast | [8 empty] | Actual |  | Forecast
Capex Category and Portfolio |  |  | 2009-10 | 2010-11 | 2011-12 | 2012-13 | 2013-14 | 2014-15 | 2015-16 | 2016-17 | 2017-18 | 2018-19 | 2019-20 | 2009-10 | 2010-11 | 2011-12 | 2012-13 | 2013-14 | 2014-15 | 2015-16 | 2016-17 | 2017-18 | 2018-19 | 2019-20 | 2009-10 | 2010-11 | 2011-12 | 2012-13 | 2013-14 | 2014-15 | 2015-16 | 2016-17 | 2017-18 | 2018-19 | 2019-20 | 2009-10 | 2010-11 | 2011-12 | 2012-13 | 2013-14 | 2014-15 | 2015-16 | 2016-17 | 2017-18 | 2018-19 | 2019-20 | 2009-10 | 2010-11 | 2011-12 | 2012-13 | 2013-14 | 2014-15 | 2015-16 | 2016-17 | 2017-18 | 2018-19 | 2019-20 | 2009-10 | 2010-11 | 2011-12 | 2012-13 | 2013-14 | 2014-15 | 2015-16 | 2016-17 | 2017-18 | 2018-19 | 2019-20 | 2009-10 | 2010-11 | 2011-12 | 2012-13 | 2013-14 | 2014-15 | 2015-16 | 2016-17 | 2017-18 | 2018-19 | 2019-20 | 2009-10 | 2010-11 | 2011-12 | 2012-13 | 2013-14 | 2014-15 | 2015-16 | 2016-17 | 2017-18 | 2018-19 | 2019-20
Grid R&R | Transmission Lines | TL Tower | 420683.8875 | 54145.4665 | 96179.1284 | 581826.4318 | 98622.2876 | 853920.6194 | 403813 | 403814 | 403814 | 403814 | 403813 | 26103.4516 | 2568.703 | -597.0902 | 9135.2691 | 0 | 7943.1907 | 14474 | 14488 | 14488 | 14488 | 14474 | 446787.3391 | 56714.1695 | 95582.0382 | 590961.7009 | 98622.2876 | 861863.8101 | 418287 | 418302 | 418302 | 418302 | 418287 | -20909.6491 | -918.7695 | -649.9582 | 0.059096 | 1380.7124 | 28441.5059 | 22043.7249 | 30703.3668 | 39655.0296 | 48815.8434 | 58183.7217 | 0 | 0 | 0 | 0 | 0 | 0 | 6399.7911 | 7613.0964 | 9704.6064 | 11837.9466 | 13803.471 | 425877.69 | 55795.4 | 94932.08 | 590961.76 | 100003 | 890305.316 | 446730.516 | 456618.4632 | 467661.636 | 478955.79 | 490274.1927 | 726015.34 | 245124.53 | 111023.94 | 5398.01 | 691162.36 | 890305.316 | 446730.516 | 456618.4632 | 467661.636 | 478955.79 | 490274.1927 | 24881.81 | 2527.09 | -593.03 | 9135.27 | 0 | 8205.316 | 15458.232 | 15815.1008 | 16197.584 | 16588.76 | 16964.9754
Grid R&R | Transmission Lines | TL Pole | 4106589.1054 | 9478506.4402 | 5133106.3102 | 6988338.9912 | 3828775.1328 | 4233323.3257 | 5021693 | 4266931 | 5405013 | 4300435 | 4398438 | 105187.9043 | 197875.3097 | 278348.0074 | 181939.2718 | 81808.6782 | 47088.7134 | 178406 | 153276 | 192139 | 160710 | 157649 | 4211777.0097 | 9676381.75 | 5411454.3176 | 7170278.263 | 3910583.811 | 4280412.0391 | 5200099 | 4420207 | 5597152 | 4461145 | 4556087 | -197111.1797 | -156757.37 | -36797.9076 | 0.71703 | 54748.189 | 141253.6019 | 274045.2173 | 324443.1938 | 530610.0096 | 520615.6215 | 633751.7017 | 0 | 0 | 0 | 0 | 0 | 0 | 297445.6628 | 304994.283 | 451130.4512 | 407748.653 | 461987.2218 | 4014665.83 | 9519624.38 | 5374656.41 | 7170278.98 | 3965332 | 4421665.641 | 5771589.8801 | 5049644.4768 | 6578892.4608 | 5389509.2745 | 5651825.9235 | 4087383.05 | 9238965.42 | 4338322.38 | 7285009.16 | 7983141.95 | 4421665.641 | 5771589.8801 | 5001752.784 | 6525903.078 | 5490390.3501 | 5651825.9235 | 100265.11 | 194669.73 | 276455.24 | 181939.29 | 82954 | 48642.641 | 198012.8194 | 175102.5024 | 225840.1806 | 194153.751 | 195563.5845
Grid R&R | Transmission Lines | TL Paint | 15038932.2449 | 17013170.3341 | 20047095.507 | 21138200.4562 | 26521685.2998 | 35279708.7683 | 31310931 | 33036008 | 34059116 | 35927413 | 37354047 | 947534.6869 | 623925.1871 | 812691.4446 | 805587.1394 | 715576.9203 | 981088.9809 | 1118075 | 1183792 | 1216655 | 1288698 | 1338169 | 15986466.9318 | 17637095.5212 | 20859786.9515 | 21943787.5956 | 27237262.2201 | 36260797.7492 | 32429006 | 34219800 | 35275771 | 37216111 | 38692216 | -748166.7118 | -285720.9212 | -141846.6215 | 2.1944 | 381321.7799 | 1196606.3262 | 1709008.6162 | 2511733.32 | 3344143.0908 | 4343120.1537 | 5382087.2456 | 0 | 0 | 0 | 0 | 0 | 0 | 739381.3368 | 978686.28 | 1276982.9102 | 1633787.2729 | 1977172.2376 | 15238300.22 | 17351374.6 | 20717940.33 | 21943789.79 | 27618584 | 37457404.0754 | 34877395.953 | 37710219.6 | 39896897.001 | 43193018.4266 | 46051475.4832 | 2565365.25 | 31816633.35 | 11294515.98 | 27097886.63 | 37824445.51 | 29969697.377 | 34940377.6464 | 37394766.595 | 38590806.572 | 43174601.6192 | 46289909.3083 | 903190.06 | 613817.6 | 807165.14 | 805587.22 | 725595 | 1013464.9173 | 1202489.6625 | 1304538.784 | 1376036.805 | 1495662.8988 | 1592688.7438
Grid R&R | Transmission Lines | TL Foundation | 3933483.9851 | 2145652.4566 | 1775356.8526 | 1947096.2353 | 1445151.8681 | 2846010.6462 | 1158202 | 1074491 | 1387601 | 1074491 | 1387602 | 45219.5134 | 57021.7726 | 128039.8011 | 46342.2554 | 43528.5994 | 91652.0009 | 41513 | 38553 | 49787 | 38553 | 49735 | 3978703.4985 | 2202674.2292 | 1903396.6537 | 1993438.4907 | 1488680.4675 | 2937662.6471 | 1199715 | 1113044 | 1437388 | 1113044 | 1437337 | -186203.3385 | -35683.3192 | -12943.1037 | 0.19934 | 20841.5325 | 96942.8699 | 63224.9805 | 81697.4296 | 136264.3824 | 129892.2348 | 199933.5767 | 0 | 0 | 0 | 0 | 0 | 0 | 40670.3385 | 44521.76 | 67413.4972 | 59770.4628 | 86096.4863 | 3792500.16 | 2166990.91 | 1890453.55 | 1993438.69 | 1509522 | 3034605.517 | 1303610.319 | 1239263.1896 | 1641065.8796 | 1302706.6976 | 1723367.063 | 3161863.53 | 1237697.21 | 2233561.83 | 2323014.54 | 2123614.67 | 3344783.517 | 1303610.319 | 1239263.1896 | 1641065.8796 | 1302706.6976 | 1723367.063 | 43103.24 | 56098.02 | 127169.13 | 46342.26 | 44138 | 94676.517 | 45108.0258 | 42924.9102 | 56841.8179 | 45122.4312 | 59632.265
Grid R&R | Transmission Lines | TL Grillage | 14609770.1262 | 6876682.8926 | 7032305.0077 | 8365794.7834 | 9528311.5995 | 10268514.676 | 9253982 | 9621814 | 9501472 | 9479330 | 8964589 | 429508.0797 | 546674.3537 | 602745.8236 | 278169.4322 | 190032.5436 | 329952 | 331341 | 343622 | 341205 | 338485 | 320818 | 15039278.2059 | 7423357.2463 | 7635050.8314 | 8643964.2156 | 9718344.1432 | 10598466.676 | 9585323 | 9965436 | 9842677 | 9817815 | 9285407 | -703838.2759 | -120258.3763 | -51918.3714 | 0.8644 | 136056.8568 | 349749.401 | 505146.5221 | 731463.0024 | 933085.7796 | 1145739.0105 | 1291600.1137 | 0 | 0 | 0 | 0 | 0 | 0 | 277974.367 | 304942.3416 | 320871.2702 | 338714.6175 | 335203.1927 | 14335439.93 | 7303098.87 | 7583132.46 | 8643965.08 | 9854401 | 10948216.077 | 10368443.8891 | 11001841.344 | 11096634.0498 | 11302268.628 | 10912210.3064 | 9073593.71 | 9299991.18 | 3471742.71 | 17300219.12 | 9243256 | 7011384.788 | 10160865.0855 | 10692430.8766 | 11272186.8498 | 10978090.5128 | 11075047.3974 | 409407.1 | 537818.23 | 598647.15 | 278169.46 | 192693 | 340840.416 | 358411.5597 | 379358.688 | 384674.517 | 389663.932 | 377025.3136
Grid R&R | Transmission Lines | TL Conductor | 7459887.3665 | 18246308.9376 | 21235743.0845 | 12509240.0891 | 2200196.2438 | 4304045.9942 | 14659834 | 6623281 | 4952851 | 1518241 | 3468179 | 244517.332 | 858385.3108 | 482579.7842 | 247012.1453 | 43643.984 | 58524.484 | 561405 | 248753 | 178390 | 55151 | 124308 | 7704404.6985 | 19104694.2484 | 21718322.8687 | 12756252.2344 | 2243840.2278 | 4362570.4782 | 15221239 | 6872034 | 5131241 | 1573392 | 3592487 | -360566.1685 | -309496.0184 | -147684.6687 | 1.2756 | 31413.7722 | 143964.8268 | 802159.2953 | 504407.2956 | 486441.6468 | 183614.8464 | 499714.9417 | 0 | 0 | 0 | 0 | 0 | 0 | 677345.1355 | 353909.751 | 294020.1093 | 97235.6256 | 236385.6446 | 7343838.53 | 18795198.23 | 21570638.2 | 12756253.51 | 2275254 | 4506535.305 | 16700743.4308 | 7730351.0466 | 5911702.7561 | 1854242.472 | 4328587.5863 | 4749038.18 | 12080935.23 | 32293220.23 | 12734875.25 | 4239179.64 | 2907333.376 | 18467610.6086 | 7856166.4382 | 5911777.6426 | 1854470.9451 | 4328587.5863 | 233073.92 | 844479.47 | 479298.24 | 247012.17 | 44255 | 60455.792 | 615973.566 | 279822.2497 | 205523.119 | 64995.4535 | 149778.7092
Grid R&R | Transmission Lines | TL Insulators | 4737481.7537 | 7389300.8427 | 7355478.8208 | 5516967.7283 | 4715380.652 | 5422459.8208 | 6732608 | 6665001 | 6405598 | 6727933 | 6531498 | 235543.2552 | 261335.3828 | 393846.4572 | 345000.5255 | 153352.0704 | 31203.6931 | 238528 | 236729 | 229832 | 241398 | 234057 | 4973025.0089 | 7650636.2255 | 7749325.278 | 5861968.2538 | 4868732.7224 | 5453663.5139 | 6971136 | 6901730 | 6635430 | 6969331 | 6765555 | -232737.5889 | -123940.2955 | -52695.438 | 0.5862 | 68162.2776 | 179970.9011 | 367378.8672 | 506586.982 | 629038.764 | 813320.9277 | 941088.7005 | 0 | 0 | 0 | 0 | 0 | 0 | 152667.8784 | 148387.195 | 144652.374 | 154022.2151 | 150195.321 | 4740287.42 | 7526695.93 | 7696629.84 | 5861968.84 | 4936895 | 5633634.415 | 7491182.7456 | 7556704.177 | 7409121.138 | 7936674.1428 | 7856839.0215 | 5894748.45 | 10021995.02 | 4815126.08 | 8102847.99 | 8917153.57 | 5633634.415 | 7491182.7456 | 7556704.177 | 7409121.138 | 7936674.1428 | 7847841.2706 | 224519.83 | 257101.75 | 391168.3 | 345000.56 | 155499 | 32233.415 | 256322.1888 | 259194.5821 | 256630.4112 | 274904.0424 | 271810.3941
Grid R&R | Transmission Lines | TL Access | 936699.0909 | 452143.5651 | 216236.5694 | 1310748.2189 | 2193372.7724 | 949454.0171 | 1040549 | 1127266 | 1127265 | 1127265 | 1127265 | 16746.3492 | 11351.6162 | 45748.6107 | 19934.748 | 117730.7688 | 13179 | 37297 | 40446 | 40446 | 40446 | 40403 | 953445.4401 | 463495.1812 | 261985.1801 | 1330682.9669 | 2311103.5412 | 962633.0171 | 1077846 | 1167712 | 1167711 | 1167711 | 1167668 | -44621.2501 | -7508.6212 | -1781.5001 | 0.13307 | 32355.4588 | 31766.8899 | 56802.4842 | 85710.0608 | 110699.0028 | 136271.8737 | 162422.6188 | 0 | 0 | 0 | 0 | 0 | 0 | 26515.0116 | 32345.6224 | 37366.752 | 42387.9093 | 46940.2536 | 908824.19 | 455986.56 | 260203.68 | 1330683.1 | 2343459 | 994399.907 | 1161163.4958 | 1285767.6832 | 1315776.7548 | 1346370.783 | 1377030.8724 | 619682.4 | 298195.25 | 84905.51 | 397475.52 | 3843601.48 | 994399.907 | 1161163.4958 | 1285767.6832 | 1315776.7548 | 1346370.783 | 1377030.8724 | 15962.62 | 11167.72 | 45437.52 | 19934.75 | 119379 | 13613.907 | 40180.0581 | 44535.0906 | 45574.5528 | 46634.238 | 47647.2579
Grid R&R | AC Stations | ACS Outdoor to Indoor Conv | 1892921.4929 | 7519621.68 | 16741413.7499 | 11363335.0337 | 27397732.6337 | 24735209.8429 | 19090158.7778 | 14197254.529 | 14354724 | 11672946.9132 | 13413243 | 48834.7673 | 278426.1431 | 889407.202 | 478588.5921 | 797063.1132 | 1114798.3814 | 1508181.9172 | 1109729.3951 | 967928 | 732559 | 768556 | 1941756.2602 | 7798047.8231 | 17630820.9519 | 11841923.6258 | 28194795.7469 | 25850008.2243 | 20598340.695 | 15306983.9241 | 15322652 | 12405505.9132 | 14181799 | -90874.2002 | -126328.3631 | -119889.6419 | 1.1842 | 394727.2531 | 853050.2937 | 1085532.5684 | 1123532.6229 | 1452587.4096 | 1447722.54 | 1972688.2409 | 0 | 0 | 0 | 0 | 0 | 0 | 873309.3355 | 823071.48 | 923955.9156 | 754404.5964 | 862253.3792 | 1850882.06 | 7671719.46 | 17510931.31 | 11841924.81 | 28589523 | 26703058.518 | 22557182.5989 | 17253588.027 | 17699195.3252 | 14607633.0496 | 17016740.6201 | 3336725.57 | 245184.15 | 8597858.86 | 21758186.84 | 27647465.07 | 14349240.757 | 34720368.2823 | 19682635.8068 | 9124278.2674 | 18291849.9928 | 15012588.8835 | 46549.3 | 273915.64 | 883359.23 | 478588.64 | 808222 | 1151586.729 | 1640442.027 | 1244769.9894 | 1118053.6328 | 862661.4784 | 922190.3444
Grid R&R | AC Stations | ACS Outdoor Circuit Breakers | 718992.5122 | 6969029.7008 | 4267622.2658 | 2602214.3498 | 6935584.7853 | 2224305.596 | 3537042 | 3998211 | 3441732 | 2463882 | 3274442 | 14986.729 | 159591.8477 | 158173.7118 | 84228.5416 | 202602.5633 | 56657.2003 | 133401 | 224193 | 231440 | 91117 | 196596 | 733979.2412 | 7128621.5485 | 4425795.9776 | 2686442.8914 | 7138187.3486 | 2280962.7964 | 3670443 | 4222404 | 3673172 | 2554999 | 3471038 | -34350.2312 | -115483.6585 | -30095.4276 | 0.26864 | 99934.6514 | 75271.7746 | 193432.3461 | 309924.4536 | 348216.7056 | 298168.3833 | 482821.3858 | 0 | 0 | 0 | 0 | 0 | 0 | 293268.3957 | 374104.9944 | 332789.3832 | 226883.9112 | 300591.8908 | 699629.01 | 7013137.89 | 4395700.55 | 2686443.16 | 7238122 | 2356234.571 | 4157143.7418 | 4906433.448 | 4354178.0888 | 3080051.2945 | 4254451.2766 | 398054.89 | 4544599.74 | 5760878.18 | 1878984.56 | 8759654.94 | 2575796.76 | 3202471.336 | 4619480.1408 | 5629596.2934 | 2082456.4574 | 4544537.7514 | 14285.35 | 157006.46 | 157098.13 | 84228.55 | 205439 | 58526.888 | 151089.9726 | 260512.266 | 274348.976 | 109841.5435 | 240967.7172
Grid R&R | AC Stations | ACS Indoor Switchgear | 2664423.4472 | 5681066.7326 | 9605871.5892 | 1648577.6051 | 2435685.8893 | 8672145 | 3702789 | 8296216 | 7278608 | 6514199 | 766947 | 92556.1586 | 112994.1958 | 123643.6774 | 121397.8379 | 102667.8123 | 359728 | 130133 | 455541 | 948384 | 504692 | 49534 | 2756979.6058 | 5794060.9284 | 9729515.2666 | 1769975.443 | 2538353.7015 | 9031873 | 3832922 | 8751757 | 8226992 | 7018891 | 816481 | -129026.6558 | -93863.7784 | -66160.7366 | 0.177 | 35536.9605 | 298051.809 | 201994.9894 | 642378.9638 | 779918.8416 | 819104.5797 | 113572.5071 | 0 | 0 | 0 | 0 | 0 | 0 | 184746.8404 | 473470.0537 | 479633.6336 | 414114.569 | 48172.379 | 2627952.95 | 5700197.15 | 9663354.53 | 1769975.62 | 2573890.662 | 9329924.809 | 4219663.8298 | 9867606.0175 | 9486544.4752 | 8252110.1487 | 978225.8861 | 7028137.02 | 898617.73 | 14159064.95 | 231508.09 | 4589307.27 | 5576038.964 | 5982467.1426 | 1903507.5125 | 16451293.3066 | 6564456.1962 | 6053724.5378 | 88224.53 | 111163.69 | 122802.9 | 121397.85 | 104105.162 | 371599.024 | 143263.4197 | 513622.4775 | 1093581.5904 | 593366.3844 | 59346.6854
Grid R&R | AC Stations | ACS Power Transformers | 35393958.6041 | 25020114.8534 | 15178427.1357 | 19900213.63 | 27633597.0847 | 27119137.4424 | 12355159.9946 | 22637082 | 20554378 | 14930224 | 24059536 | 1059266.5274 | 1128045.5665 | 1527857.476 | 769620.973 | 788183.7129 | 908174.2297 | 683460.0812 | 1494512.0795 | 1708410 | 719943 | 1730139 | 36453225.1315 | 26148160.4199 | 16706284.6116 | 20669834.603 | 28421780.7976 | 28027311.6721 | 13038620.0758 | 24131594.0795 | 22262788 | 15650167 | 25789675 | -1706011.0715 | -423600.1599 | -113602.7916 | 2.067 | 397905.0424 | 924901.3079 | 687135.2812 | 1771259.0055 | 2110512.3024 | 1826374.4889 | 3587343.7925 | 0 | 0 | 0 | 0 | 0 | 0 | 796598.6692 | 1651451.0875 | 1565073.9964 | 1039171.0888 | 1591222.9475 | 34747214.06 | 25724560.26 | 16592681.82 | 20669836.67 | 28819685.84 | 28952212.98 | 14522354.0262 | 27554304.1725 | 25938374.2988 | 18515712.5777 | 30968241.74 | 16570585.14 | 22674482.51 | 33704737.34 | 10341224.03 | 39634227.27 | 23951527.43 | 9905898.7391 | 31619826.0158 | 23416018.2293 | 14507294.6283 | 16750335.2941 | 1009692.85 | 1109771.23 | 1517468.04 | 769621.05 | 799218.288 | 938143.98 | 757264.3707 | 1705020.2367 | 1990468.491 | 851764.5633 | 2077550.9112
Grid R&R | AC Stations | ACS Buildings & Grounds | 10779148.1221 | 7601228.2768 | 6062527.1047 | 3174235.0026 | 5979453.6107 | 6541512.1046 | 4322034.4549 | 5068958.4895 | 3969723.3034 | 5415129.9474 | 3104112 | 316647.2106 | 220302.4798 | 139391.3416 | 87911.1512 | 167652.7548 | 252354.2835 | 112541.3055 | 198551.9711 | 198618 | 356049.2236 | 176232 | 11095795.3328 | 7821530.7566 | 6201918.4463 | 3262146.1538 | 6147106.3655 | 6793866.3881 | 4434575.7604 | 5267510.4606 | 4168341.3034 | 5771179.171 | 3280344 | -519283.2628 | -126708.7866 | -42173.0663 | 0.32621 | 86059.5125 | 224197.5929 | 233702.1447 | 386635.2684 | 395158.7562 | 673496.6091 | 456295.8504 | 0 | 0 | 0 | 0 | 0 | 0 | 138155.5937 | 220809.3495 | 200011.0263 | 346840.6315 | 224375.5296 | 10576512.07 | 7694821.97 | 6159745.38 | 3262146.48 | 6233165.878 | 7018063.981 | 4806433.4988 | 5874955.0785 | 4763511.0859 | 6791516.4116 | 3961015.38 | 5404753.87 | 13313760.75 | 7029887.21 | 874166.89 | 7739994.468 | 8215378.741 | 4242681.4768 | 5282264.036 | 3385446.0137 | 8221768.6847 | 5065271.2436 | 301828.12 | 216733.58 | 138443.48 | 87911.16 | 169999.894 | 260681.975 | 121892.8512 | 221480.3561 | 227755.2606 | 419080.088 | 212800.14
Grid R&R | AC Stations | ACS Buildings & Seismic | 0 | 0 | 603014.6013 | 1517595.6082 | 6476903.9917 | 3249324 | 3210215 | 0 | 0 | 0 | 0 | 0 | 0 | 5744.6134 | 67373.3533 | 228079.67 | 294768 | 116697 | 0 | 0 | 0 | 0 | 0 | 0 | 608759.2147 | 1584968.9615 | 6704983.6617 | 3544092 | 3326912 | 0 | 0 | 0 | 0 | 0 | 0 | -4139.5647 | 0.1585 | 93869.7883 | 116955.036 | 175328.2624 | 0 | 0 | 0 | 0 | 0 | 0 | 0 | 0 | 0 | 0 | 116109.2288 | 0 | 0 | 0 | 0 | 0 | 0 | 604619.65 | 1584969.12 | 6798853.45 | 3661047.036 | 3618349.4912 | 0 | 0 | 0 | 0 | 0 | 0 | 0 | 498776.73 | 6543566.27 | 3661047.036 | 3618349.4912 | 0 | 0 | 0 | 0 | 0 | 0 | 5705.55 | 67373.36 | 231272.786 | 304495.344 | 126919.6572 | 0 | 0 | 0 | 0
Grid R&R | AC Stations | ACS Dynamic Reactive Power | 0 | 6305561.009 | 18683461.7227 | 6579173.0121 | 8943786.947 | 14305460.6529 | 2342092 | 1299903 | 2016210 | 1187985 | 1879707 | 0 | 120923.5818 | 933966.9987 | 916371.2684 | 1009802.7574 | 597139.1398 | 84926 | 51870 | 88236 | 77557 | 119349 | 0 | 6426484.5908 | 19617428.7214 | 7495544.2804 | 9953589.7044 | 14902599.7927 | 2427018 | 1351773 | 2104446 | 1265542 | 1999056 | 0 | -104109.0408 | -133398.5814 | 0.74955 | 139350.2956 | 491785.8073 | 127903.8486 | 99220.1382 | 199501.4808 | 147688.7514 | 278068.6896 | 0 | 0 | 0 | 0 | 0 | 0 | 93649.586 | 64479.5721 | 109852.0812 | 69351.7016 | 113546.3808 | 0 | 6322375.55 | 19484030.14 | 7495545.03 | 10092940 | 15394385.6 | 2648571.4346 | 1515472.7103 | 2413799.562 | 1482582.453 | 2390671.0704 | 0 | 0 | 9610006.86 | 13922838.2 | 754106 | 34502325.26 | 2586108.893 | 1396609.2039 | 2127234.229 | 1192903.305 | 3148241.5994 | 0 | 118964.62 | 927616.02 | 916371.36 | 1023940 | 616844.732 | 92682.2762 | 58151.457 | 101206.692 | 90858.0255 | 142729.4691
Grid R&R | AC Stations | ACS Capacitors & Reactors | 0 | 0 | 0 | 0 | 0 | 0 | 1962494 | 771984 | 900848 | 1623969 | 1185632 | 0 | 0 | 0 | 0 | 0 | 0 | 70025 | 46966 | 118634 | 58268 | 42496 | 0 | 0 | 0 | 0 | 0 | 0 | 2032519 | 818950 | 1019482 | 1682237 | 1228128 | 0 | 0 | 0 | 0 | 0 | 0 | 107113.7513 | 60110.93 | 96646.8936 | 196317.0579 | 170832.6048 | 0 | 0 | 0 | 0 | 0 | 0 | 140040.5591 | 63468.625 | 82374.1456 | 134578.96 | 96530.8608 | 0 | 0 | 0 | 0 | 0 | 0 | 2279673.3104 | 942529.555 | 1198503.0392 | 2013133.0179 | 1495491.4656 | 0 | 0 | 0 | 0 | 0 | 0 | 1982694.9408 | -49607.2427 | 2487618.2065 | 2013133.0179 | 1495491.4656 | 0 | 0 | 0 | 0 | 0 | 0 | 78540.04 | 54053.1694 | 139466.1304 | 69729.3156 | 51747.3792
Grid R&R | AC Stations | ACS Power Cables | 38055.8541 | 497965.1649 | 391675.837 | 2900.4597 | 0 | 0 | 617498 | 0 | 0 | 5039693 | 1222754 | 358.162 | 8636.6944 | 4623.4293 | 0 | 0 | 0 | 22133 | 0 | 0 | 156561 | 67275 | 38414.0161 | 506601.8594 | 396299.2663 | 2900.4597 | 0 | 0 | 639631 | 0 | 0 | 5196254 | 1290029 | -1797.7761 | -8206.9494 | -2694.8363 | 0.00029005 | 0 | 0 | 33708.5537 | 0 | -3.638e-12 | 606402.8418 | 179443.0339 | 0 | 0 | 0 | 0 | 0 | 0 | 26736.5758 | -1.819e-12 | -1.819e-12 | 284235.0938 | 72112.6211 | 36616.24 | 498394.91 | 393604.43 | 2900.46 | 0 | 0 | 700076.1295 | 1.0914e-11 | 4.3656e-11 | 6086891.9356 | 1541584.655 | 0 | 535011.15 | 393604.43 | 2900.46 | 0 | 0 | 700076.1295 | 1.2733e-11 | -1.2733e-11 | -320362.6718 | 7948839.2624 | 341.4 | 8496.78 | 4591.99 | 0 | 0 | 0 | 24224.5685 | -2.8422e-13 | -6.2528e-13 | 183395.5554 | 80393.625
Grid R&R | AC Stations | ACS Structures & Buswork | 5303512.2427 | 1549590.1684 | 1226474.6115 | 504045.0496 | 3758468.427 | 12340973.6032 | 2945632.6167 | 2221707.4009 | 2694668 | 1791058 | 65548 | 192168.9894 | 167287.1313 | 100008.9613 | 44741.8155 | 106948.7175 | 804629.6042 | 628873.074 | 205667.1877 | 155045 | 345325 | 2349 | 5495681.2321 | 1716877.2997 | 1326483.5728 | 548786.8651 | 3865417.1445 | 13145603.2074 | 3574505.6907 | 2427374.5885 | 2849713 | 2136383 | 67897 | -257197.9021 | -27813.4097 | -9020.0928 | 0.054879 | 54115.8555 | 433804.9196 | 188376.4666 | 178169.2995 | 270152.7924 | 249315.8961 | 9444.4727 | 0 | 0 | 0 | 0 | 0 | 0 | -13983.7245 | 105970.0148 | 201794.1942 | 149687.5655 | 5655.8201 | 5238483.33 | 1689063.89 | 1317463.48 | 548786.92 | 3919533 | 13579408.127 | 3748898.4328 | 2711513.9028 | 3321659.9866 | 2535386.4616 | 82997.2928 | 4323124.85 | 2975909.71 | 1931751.33 | 1341595.95 | 401822.4 | 736032.127 | 13852065.4328 | 8371678.6004 | 31193.2504 | 6756597.5002 | 82997.2928 | 183175.48 | 164577.08 | 99328.9 | 44741.82 | 108446 | 831182.382 | 659554.4744 | 223841.1085 | 180602.8214 | 409479.0461 | 2871.4176
Grid R&R | AC Stations | ACS Instrument Transformers | 1971429.9594 | 3445464.266 | 1273578.6793 | 1069987.003 | 770021.6932 | 1531663.1317 | 3731558.4665 | 3468791 | 3515962 | 2865953 | 1379731 | 41728.672 | 90453.1916 | 36306.7762 | 31316.6969 | 32716.9624 | 41107.4753 | 146164.9749 | 163008 | 149094 | 137670 | 49449 | 2013158.6314 | 3535917.4576 | 1309885.4555 | 1101303.6999 | 802738.6556 | 1572770.607 | 3877723.4414 | 3631799 | 3665056 | 3003623 | 1429180 | -94215.8314 | -57281.8576 | -8907.2255 | 0.11013 | 11238.3444 | 51901.431 | 204356.0259 | 266574.0466 | 347447.3088 | 350522.8041 | 198798.938 | 0 | 0 | 0 | 0 | 0 | 0 | 313674.0363 | 337030.9472 | 348180.32 | 279336.939 | 129483.708 | 1918942.8 | 3478635.6 | 1300978.23 | 1101303.81 | 813977 | 1624672.038 | 4395753.5036 | 4235403.9938 | 4360683.6288 | 3633482.7431 | 1757462.646 | 1116602.81 | 3718117.57 | 1654845.34 | 939061.04 | 1382984.41 | 1374623.302 | 4147096.5088 | 4409845.4822 | 4233692.4252 | 4084738.1891 | 1757462.646 | 39775.77 | 88987.85 | 36059.89 | 31316.7 | 33175 | 42464.022 | 164910.6612 | 190099.9296 | 177392.0412 | 166539.399 | 60807.4353
Grid R&R | AC Stations | ACS Disconnectors & E/S | 1593539.1376 | 1593470.083 | 2121512.4619 | 2664791.6735 | 413218.9333 | 453888.6736 | 2465005.3219 | 2407347 | 630272 | 3039618 | 2864779 | 51194.8701 | 25680.6159 | 102275.9166 | 169369.0931 | 175850.0979 | 15567.7076 | 94671.5356 | 89447.4584 | 22618 | 109076 | 102681 | 1644734.0077 | 1619150.6989 | 2223788.3785 | 2834160.7666 | 589069.0312 | 469456.3812 | 2559676.8575 | 2496794.4584 | 652890 | 3148694 | 2967460 | -76973.5577 | -26230.2389 | -15121.7685 | 0.28342 | 8246.9688 | 15492.0608 | 134894.9705 | 183264.7132 | 61893.972 | 367452.5898 | 412773.686 | 0 | 0 | 0 | 0 | 0 | 0 | 227147.052 | 238883.8518 | 63134.463 | 295977.236 | 270038.86 | 1567760.45 | 1592920.46 | 2208666.61 | 2834161.05 | 597316 | 484948.442 | 2921718.88 | 2918943.0234 | 777918.435 | 3812123.8258 | 3650272.546 | 1066958.93 | 1710622.85 | 1425529.58 | 1334989.03 | 3613238.26 | 386352.442 | 2985627.184 | 2959666.7194 | 777918.435 | 3812123.8258 | 3650272.546 | 48798.95 | 25264.59 | 101580.44 | 169369.11 | 178312 | 16081.442 | 107476.976 | 104513.6457 | 26949.347 | 132058.3132 | 126307.8981
Grid R&R | AC Stations | ACS Other Station Equipment | 2393364.382 | 585356.8806 | 1557234.52 | 3089454.8211 | 1233606.504 | 19772.5072 | 1002250 | 1045813 | 1091470 | 823362 | 972158 | 110222.4301 | 60807.4506 | 20733.377 | 67916.5832 | 20460.5522 | 0 | 38384 | 81402 | 127485 | 29539 | 34842 | 2503586.8121 | 646164.3312 | 1577967.897 | 3157371.4043 | 1254067.0562 | 19772.5072 | 1040634 | 1127215 | 1218955 | 852901 | 1007000 | -117167.8721 | -10467.8612 | -10730.187 | 0.31574 | 17556.9438 | 652.4928 | 54841.4118 | 82737.581 | 115556.934 | 99533.5467 | 140073.7 | 0 | 0 | 0 | 0 | 0 | 0 | 63582.7374 | 75523.405 | 85083.059 | 58679.5888 | 67670.4 | 2386418.94 | 635696.47 | 1567237.71 | 3157371.72 | 1271624 | 20425 | 1159058.1492 | 1285475.986 | 1419594.993 | 1011114.1355 | 1214744.1 | 1821263.82 | 1531374.53 | 2039488.4 | 1147298.13 | 3387057.25 | 20425 | 514680.2972 | 577757.4308 | 2771691.4002 | 1011114.1355 | 1214744.1 | 105064.02 | 59822.37 | 20592.39 | 67916.59 | 20747 | 0 | 42752.0992 | 92830.8408 | 148469.031 | 35018.4845 | 42029.9046
Grid R&R | Secondary Assets | SA Substation Mgmt Systems | 2280450.6069 | 2721461.5734 | 2471837.8255 | 2934379.8866 | 4523342.3579 | 2925167 | 6744500 | 6744500 | 6744500 | 6744500 | 6744500 | 63467.0481 | 144257.5216 | 154789.5696 | 175330.0525 | 240924.938 | 97723 | 255500 | 255500 | 255500 | 255500 | 255500 | 2343917.655 | 2865719.0951 | 2626627.3951 | 3109709.939 | 4764267.2959 | 3022890 | 7000000 | 7000000 | 7000000 | 7000000 | 7000000 | -109695.355 | -46424.6451 | -17861.0751 | 0.31097 | 66699.7581 | 99755.37 | 368900 | 513800 | 663600 | 816900 | 973700 | 0 | 0 | 0 | 0 | 0 | 0 | 92035.5446 | 97243.0566 | 107444.9578 | 117287.5444 | 125331.5496 | 2234222.3 | 2819294.45 | 2608766.32 | 3109710.25 | 4830967.054 | 3122645.37 | 7460935.5446 | 7611043.0566 | 7771044.9578 | 7934187.5444 | 8099031.5496 | 823779.3 | 1475699.59 | 3283329.8536 | 3041138.12 | 6731368.454 | 3089283.602 | 7272380.2074 | 7835382.4278 | 7593622.1152 | 8104392.5649 | 8103827.1057 | 60496.79 | 141920.55 | 153737 | 175330.07 | 244297.888 | 100947.859 | 272321.067 | 277802.3638 | 283639.9852 | 289595.26 | 295612.1268
Grid R&R | Secondary Assets | SA Metering | 1972686.5058 | 7132292.6402 | 6658202.2175 | 4732090.9368 | 3502266.9707 | 0 | 560000 | 559993 | 559993 | 559993 | 560000 | 57669.6603 | 189128.2981 | 57236.7098 | 49749.185 | 33782.7692 | 0 | 20069 | 20090 | 20090 | 20090 | 20069 | 2030356.1661 | 7321420.9383 | 6715438.9273 | 4781840.1218 | 3536049.7398 | 0 | 580069 | 580083 | 580083 | 580083 | 580069 | -95020.6761 | -118607.0083 | -45665.0073 | 0.47818 | 49504.7082 | 0 | 30569.6363 | 42578.0922 | 54991.8684 | 67695.6861 | 80687.5979 | 0 | 0 | 0 | 0 | 0 | 0 | 23608.8083 | 26509.7931 | 29178.1749 | 30802.4073 | 32077.8157 | 1935335.49 | 7202813.93 | 6669773.92 | 4781840.6 | 3585554.448 | 0 | 634247.4446 | 649170.8853 | 664253.0433 | 678581.0934 | 692834.4136 | 0 | 7100250.85 | 8191891.34 | 4421777.24 | 4447294.828 | 0 | 634247.4446 | 649170.8853 | 664253.0433 | 678581.0934 | 692834.4136 | 54970.72 | 186064.42 | 56847.5 | 49749.19 | 34255.728 | 0 | 21943.4446 | 22482.719 | 23005.059 | 23501.282 | 23970.4136
Grid R&R | Secondary Assets | SA BZ Protection | 5850250.2326 | 1487859.2578 | 606273.0588 | 740077.296 | 1148345.1631 | 682947.3596 | 2292537.6997 | 3320198 | 3013203 | 2562181 | 2266930 | 245362.9888 | 160143.0268 | 153912.9888 | 12128.5188 | 34552.2681 | 26340.5818 | 91198 | 119127 | 105971 | 123231 | 81250 | 6095613.2214 | 1648002.2846 | 760186.0477 | 752205.8148 | 1182897.4312 | 709287.9414 | 2383735.6997 | 3439325 | 3119174 | 2685412 | 2348180 | -285274.7214 | -26697.6346 | -5169.2677 | 0.075221 | 16560.5688 | 23406.5026 | 125622.8722 | 252446.455 | 295697.6952 | 313387.5804 | 326631.838 | 0 | 0 | 0 | 0 | 0 | 0 | 95915.5092 | 163024.005 | 152839.526 | 127825.6112 | 107311.826 | 5810338.5 | 1621304.65 | 755016.78 | 752205.89 | 1199458 | 732694.444 | 2605274.0811 | 3854795.46 | 3567711.2212 | 3126625.1916 | 2782123.664 | 5208593.56 | 4525074.11 | 1371648.07 | 1793417.83 | 1467294.38 | 775598.625 | 2773490.9001 | 3854795.46 | 3194120.9776 | 3500215.4352 | 2782123.664 | 233880 | 157548.71 | 152866.38 | 12128.52 | 35036 | 27209.821 | 99980.3674 | 133517.5416 | 121209.6298 | 143477.8533 | 96265
Grid R&R | Secondary Assets | SA Line Protection | 4057011.1782 | 5348680.2826 | 2694650.7542 | 1608651.2291 | 3599701.1694 | 3308775.5569 | 5126715 | 4801632 | 4686203 | 4721727 | 4220780 | 66665.8207 | 107377.0988 | 83178.4336 | 53946.8846 | 99030.4533 | 119740.4588 | 183743 | 172292 | 168144 | 169426 | 151274 | 4123676.9989 | 5456057.3815 | 2777829.1878 | 1662598.1137 | 3698731.6227 | 3428516.0157 | 5310458 | 4973924 | 4854347 | 4891153 | 4372054 | -192988.0989 | -88388.1215 | -18889.2478 | 0.16626 | 51782.2573 | 113141.0303 | 279861.1366 | 365086.0216 | 460192.0956 | 570797.5551 | 608152.7114 | 0 | 0 | 0 | 0 | 0 | 0 | 259681.3962 | 266104.934 | 268445.3891 | 265589.6079 | 231281.6566 | 3930688.9 | 5367669.26 | 2758939.94 | 1662598.28 | 3750513.88 | 3541657.046 | 5850000.5328 | 5605114.9556 | 5582984.4847 | 5727540.163 | 5211488.368 | 1527675.8 | 6013487.47 | 4242719.71 | 921710.57 | 5218463.08 | 3541657.046 | 5850000.5328 | 5605114.9556 | 5582984.4847 | 5727540.163 | 5211488.368 | 63545.86 | 105637.59 | 82612.82 | 53946.89 | 100416.88 | 123691.894 | 202411.2888 | 194155.8548 | 193382.4144 | 198397.846 | 180318.608
Grid R&R | Secondary Assets | SA Transformer Protection | 1394646.3651 | 1450109.085 | 2734463.5816 | 1562164.5438 | 2249531.5493 | 2195744.8102 | 2537772 | 2639744 | 2768818 | 2985697 | 3105523 | 57693.286 | 49623.4905 | 88094.3015 | 61738.7438 | 71519.7236 | 77724.0658 | 90956 | 94234 | 106244 | 104852 | 144006 | 1452339.6511 | 1499732.5755 | 2822557.8831 | 1623903.2876 | 2321051.2729 | 2273468.876 | 2628728 | 2733978 | 2875062 | 3090549 | 3249529 | -67969.5011 | -24295.6655 | -19193.4031 | 0.16239 | 32494.7271 | 75024.474 | 138533.9656 | 200673.9852 | 272555.8776 | 360667.0683 | 452009.4839 | 0 | 0 | 0 | 0 | 0 | 0 | 144054.2944 | 160484.5086 | 171066.189 | 176779.4028 | 177099.3305 | 1384370.15 | 1475436.91 | 2803364.48 | 1623903.45 | 2353546 | 2348493.35 | 2911316.26 | 3095136.4938 | 3318684.0666 | 3627995.4711 | 3878637.8144 | 974429.1 | 1599799.11 | 2822332.34 | 1560651.73 | 3104874.14 | 2370107.35 | 2911316.26 | 3013552.8394 | 3400267.721 | 3221937.5916 | 4202334.2075 | 54993.24 | 48819.59 | 87495.26 | 61738.75 | 72521 | 80288.96 | 100733.77 | 106682.3114 | 122637.4492 | 123085.7628 | 171885.5616
Grid R&R | Secondary Assets | SA Batteries & DC Systems | 1045140.8559 | 1420518.1418 | 1413200.6391 | 839549.526 | 1919824.45 | 1436123.2899 | 2052358 | 1844686 | 1782470 | 1567887 | 1770195 | 25663.0823 | 28519.7397 | 43207.7931 | 26811.7673 | 51280.0787 | 7887.3282 | 73381 | 68941 | 63964 | 56265 | 63455 | 1070803.9383 | 1449037.8815 | 1456408.4322 | 866361.2934 | 1971104.5287 | 1444010.618 | 2125739 | 1913627 | 1846434 | 1624152 | 1833650 | -50113.6283 | -23474.4115 | -9903.5822 | 0.086636 | 27595.4713 | 47652.352 | 112026.4453 | 140460.2218 | 175041.9432 | 189538.5384 | 255060.715 | 0 | 0 | 0 | 0 | 0 | 0 | 88965.1204 | 74440.0903 | 63332.6862 | 46613.1624 | 42357.315 | 1020690.31 | 1425563.47 | 1446504.85 | 866361.38 | 1998700 | 1491662.97 | 2326730.5657 | 2128527.3121 | 2084808.6294 | 1860303.7008 | 2131068.03 | 589317.12 | 1783653.46 | 1298397.14 | 995663.34 | 2436105.91 | 1518826.97 | 2295378.8707 | 2159879.0071 | 2084808.6294 | 1860303.7008 | 2131068.03 | 24462.05 | 28057.72 | 42913.98 | 26811.77 | 51998 | 8147.61 | 80319.3209 | 76683.0743 | 72221.7524 | 64445.931 | 73747.401
Grid R&R | Secondary Assets | SA Feeder Protection | 459449.5612 | 1201836.8146 | 1314638.5163 | 608404.2792 | 1155133.1315 | 11295.2565 | 1041165 | 428715 | 428715 | 918675 | 367470 | 7718.2438 | 40502.0329 | 35481.8567 | 28530.2571 | 36484.2208 | 0 | 37315 | 15379 | 15379 | 32955 | 13170 | 467167.805 | 1242338.8475 | 1350120.3731 | 636934.5363 | 1191617.3523 | 11295.2565 | 1078480 | 444094 | 444094 | 951630 | 380640 | -21863.455 | -20125.8875 | -9180.8231 | 0.063693 | 16682.6477 | 372.7435 | 56835.896 | 32596.4996 | 42100.1112 | 111055.221 | 52947.024 | 0 | 0 | 0 | 0 | 0 | 0 | 61257.664 | 27222.9622 | 27667.0562 | 57097.8 | 21810.672 | 445304.35 | 1222212.96 | 1340939.55 | 636934.6 | 1208300 | 11668 | 1196573.56 | 503913.4618 | 513861.1674 | 1119783.021 | 455397.696 | 169358.39 | 1375833.43 | 745152.07 | 1117775.72 | 1443021.63 | 11668 | 1196573.56 | 503913.4618 | 513861.1674 | 1119783.021 | 455397.696 | 7357.03 | 39845.9 | 35240.58 | 28530.26 | 36995 | 0 | 41400.9925 | 17450.5513 | 17795.0409 | 38778.1485 | 15756.588
Grid R&R | HVDC Stations | HVDC | 5352476.1014 | 6752386.857 | 4972476.9802 | 3133403.8867 | 4326735.6831 | 850706.5846 | 2961396 | 5598414 | 3125485 | 4678109 | 3868166 | 183590.905 | 406435.9315 | 173271.0537 | 152358.0348 | 136788.9541 | 32171 | 91279 | 464008 | 115159 | 211171 | 319835 | 5536067.0065 | 7158822.7885 | 5145748.034 | 3285761.9214 | 4463524.6372 | 882877.5846 | 3052675 | 6062422 | 3240644 | 4889280 | 4188001 | -259087.9565 | -115972.9185 | -34991.104 | 0.32858 | 62489.3628 | 29134.9604 | 160875.9725 | 444981.7748 | 307213.0512 | 570578.976 | 582550.9391 | 0 | 0 | 0 | 0 | 0 | 0 | 158128.565 | 337676.9054 | 185688.9012 | 273310.752 | 226152.054 | 5276979.05 | 7042849.87 | 5110756.93 | 3285762.25 | 4526014 | 912012.545 | 3371679.5375 | 6845080.6802 | 3733545.9524 | 5733169.728 | 4996703.9931 | 871578.83 | 10125442.4 | 6126258.21 | 2800490.37 | 5001712.52 | 2590736.545 | 895499.883 | 9363419.6747 | 2910441.1002 | 3760602.0738 | 7579906.1155 | 174998.85 | 399851.67 | 172092.81 | 152358.05 | 138704 | 33232.643 | 100817.6555 | 523911.4328 | 132674.6839 | 247619.1146 | 381595.1385
Grid E&D | Grid E&D RCP1 <5mil | GD High Impact Low Probability | 0 | 0 | 0 | 0 | 815297.8272 | 1641913.8414 | 0 | 0 | 0 | 0 | 0 | 0 | 0 | 0 | 0 | 27174.5561 | 56971.9264 | 0 | 0 | 0 | 0 | 0 | 0 | 0 | 0 | 0 | 842472.3833 | 1698885.7678 | 0 | 0 | 0 | 0 | 0 | 0 | 0 | 0 | 0 | 11794.6167 | 56063.2322 | 0 | 0 | 0 | 0 | 0 | 0 | 0 | 0 | 0 | 0 | 0 | 0 | 0 | 0 | 0 | 0 | 0 | 0 | 0 | 0 | 854267 | 1754949 | 0 | 0 | 0 | 0 | 0 | 0 | 0 | 0 | 0 | 0 | 2609216 | 0 | 0 | 0 | 0 | 0 | 0 | 0 | 0 | 0 | 27555 | 58852 | 0 | 0 | 0 | 0 | 0
Grid E&D | Grid E&D RCP1 <5mil | GD Remove Branch Component | 0 | 0 | 0 | 0 | 513007.8875 | 551715.3915 | 0 | 0 | 0 | 0 | 0 | 0 | 0 | 0 | 0 | 17100.5916 | 35847.0474 | 0 | 0 | 0 | 0 | 0 | 0 | 0 | 0 | 0 | 530108.4792 | 587562.4389 | 0 | 0 | 0 | 0 | 0 | 0 | 0 | 0 | 0 | 7421.5208 | 19389.5611 | 0 | 0 | 0 | 0 | 0 | 0 | 0 | 0 | 0 | 0 | 0 | 0 | 0 | 0 | 0 | 0 | 0 | 0 | 0 | 0 | 537530 | 606952 | 0 | 0 | 0 | 0 | 0 | 0 | 0 | 0 | 0 | 0 | 1144482 | 0 | 0 | 0 | 0 | 0 | 0 | 0 | 0 | 0 | 17340 | 37030 | 0 | 0 | 0 | 0 | 0
Grid E&D | Grid E&D RCP2 <20mil | Otahuhu-Wiri transmission capacity | 0 | 0 | 0 | 0 | 0 | 0 | 300000 | 0 | 0 | 0 | 0 | 0 | 0 | 0 | 0 | 0 | 0 | 0 | 0 | 0 | 0 | 0 | 0 | 0 | 0 | 0 | 0 | 0 | 300000 | 0 | 0 | 0 | 0 | 0 | 0 | 0 | 0 | 0 | 0 | 15810 | 0 | 0 | 0 | 0 | 0 | 0 | 0 | 0 | 0 | 0 | 18600 | 0 | 0 | 0 | 0 | 0 | 0 | 0 | 0 | 0 | 0 | 334410 | 0 | -8.1491e-10 | 0 | 0 | 0 | 0 | 0 | 0 | 0 | 0 | 0 | 0 | -37560.3558 | 0 | 0 | 0 | 0 | 0 | 0 | 0 | 0 | -4.5475e-12 | -7.276e-11 | 4.3656e-11 | 0 | 0
Grid E&D | Grid E&D RCP2 <20mil | Relieve generation constraints | 0 | 0 | 0 | 0 | 0 | 0 | 0 | 0 | 1445250 | 3564950 | 770800 | 0 | 0 | 0 | 0 | 0 | 0 | 0 | 0 | 54750 | 135050 | 29200 | 0 | 0 | 0 | 0 | 0 | 0 | 0 | 0 | 1500000 | 3700000 | 800000 | 0 | 0 | 0 | 0 | 0 | 0 | 0 | 0 | 142200 | 431790 | 111280 | 0 | 0 | 0 | 0 | 0 | 0 | 0 | 0 | 108600 | 258630 | 53440 | 0 | 0 | 0 | 0 | 0 | 0 | 0 | 0 | 1750800 | 4390420 | 964720 | 0 | 0 | 0 | 0 | 0 | 0 | 0 | 0 | 0 | 5496301.535 | 1588039.3586 | 0 | 0 | 0 | 0 | 0 | 0 | 0 | 0 | 63904.2 | 160250.33 | 35212.28
Grid E&D | Grid E&D RCP2 <20mil | Upper North Island reactive support 2012 - 2020 | 0 | 0 | 0 | 0 | 0 | 0 | 0 | 0 | 3757650 | 3950350 | 0 | 0 | 0 | 0 | 0 | 0 | 0 | 0 | 0 | 142350 | 149650 | 0 | 0 | 0 | 0 | 0 | 0 | 0 | 0 | 0 | 3900000 | 4100000 | 0 | 0 | 0 | 0 | 0 | 0 | 0 | 0 | 0 | 369720 | 478470 | 0 | 0 | 0 | 0 | 0 | 0 | 0 | 0 | 0 | 310050 | 329230 | 0 | 0 | 0 | 0 | 0 | 0 | 0 | 0 | 0 | 4579770 | 4907700 | 4.5475e-13 | 0 | 0 | 0 | 0 | 0 | 0 | 0 | 0 | 0 | 9575996.409 | -12719.343 | 0 | 0 | 0 | 0 | 0 | 0 | 0 | 0 | 167161.605 | 179131.05 | -3.5527e-15
Grid E&D | Grid E&D RCP2 <20mil | Bus section fault reliability | 0 | 0 | 0 | 0 | 0 | 0 | 0 | 0 | 1830650 | 4335750 | 0 | 0 | 0 | 0 | 0 | 0 | 0 | 0 | 0 | 69350 | 164250 | 0 | 0 | 0 | 0 | 0 | 0 | 0 | 0 | 0 | 1900000 | 4500000 | 0 | 0 | 0 | 0 | 0 | 0 | 0 | 0 | 0 | 180120 | 525150 | 0 | 0 | 0 | 0 | 0 | 0 | 0 | 0 | 0 | 177460 | 402750 | 0 | 0 | 0 | 0 | 0 | 0 | 0 | 0 | 0 | 2257580 | 5427900 | 1.1642e-09 | 0 | 0 | 0 | 0 | 0 | 0 | 0 | 0 | 2257580 | 5427900 | -6.039e-10 | 0 | 0 | 0 | 0 | 0 | 0 | 0 | 0 | 82401.67 | 198118.35 | 7.276e-12
Grid E&D | Grid E&D RCP2 <20mil | Wellington Supply Security | 0 | 0 | 0 | 0 | 0 | 0 | 0 | 0 | 0 | 0 | 0 | 0 | 0 | 0 | 0 | 0 | 0 | 0 | 0 | 0 | 0 | 0 | 0 | 0 | 0 | 0 | 0 | 0 | 0 | 0 | 0 | 0 | 0 | 0 | 0 | 0 | 0 | 0 | 0 | 0 | 0 | 0 | 0 | 0 | 0 | 0 | 0 | 0 | 0 | 0 | 0 | 0 | 0 | 0 | 0 | 0 | 0 | 0 | 0 | 0 | 0 | 0 | 0 | 4.6566e-10 | -4.6566e-10 | 6.9849e-10 | 0 | 0 | 0 | 0 | 0 | 0 | 0 | 0 | -632.48 | -688.8226 | 1321.3026 | 0 | 0 | 0 | 0 | 0 | 0 | 0 | 0 | 2.5466e-11 | 3.638e-12 | 7.276e-12
Grid E&D | Grid E&D RCP2 <20mil | Otahuhu and Penrose interconnection capacity | 0 | 0 | 0 | 0 | 0 | 0 | 0 | 0 | 1830650 | 6840850 | 1927000 | 0 | 0 | 0 | 0 | 0 | 0 | 0 | 0 | 69350 | 259150 | 73000 | 0 | 0 | 0 | 0 | 0 | 0 | 0 | 0 | 1900000 | 7100000 | 2000000 | 0 | 0 | 0 | 0 | 0 | 0 | 0 | 0 | 180120 | 828570 | 278200 | 0 | 0 | 0 | 0 | 0 | 0 | 0 | 0 | 133000 | 460080 | 117600 | 0 | 0 | 0 | 0 | 0 | 0 | 0 | 0 | 2213120 | 8388650 | 2395800 | 0 | 0 | 0 | 0 | 0 | 0 | 0 | 0 | 0 | 1925932.431 | 11103367.569 | 0 | 0 | 0 | 0 | 0 | 0 | 0 | 0 | 80778.88 | 306185.725 | 87446.7
Grid E&D | Grid E&D RCP2 <20mil | Bunnythorpe interconnection capacity | 0 | 0 | 0 | 0 | 0 | 66408 | 88873 | 2972433 | 5150774 | 0 | 0 | 0 | 0 | 0 | 0 | 0 | 1934 | 11127 | 127567 | 449226 | 0 | 0 | 0 | 0 | 0 | 0 | 0 | 68342 | 100000 | 3100000 | 5600000 | 0 | 0 | 0 | 0 | 0 | 0 | 0 | 2255.286 | 5270 | 227540 | 530880 | 0 | 0 | 0 | 0 | 0 | 0 | 0 | 0 | 5073.1376 | 231880 | 426720 | 0 | 0 | 0 | 0 | 0 | 0 | 0 | 70597.286 | 110343.1376 | 3559420 | 6557600 | 0 | 0 | 0 | 0 | 0 | 0 | 0 | 0 | 208168.721 | 0 | 10088990.0452 | 0 | 0 | 0 | 0 | 0 | 0 | 0 | 1997.822 | 12331.5693 | 146472.4294 | 526043.646 | 0 | 0
Grid E&D | Grid E&D RCP2 <20mil | North Taranaki transmission capacity | 0 | 0 | 0 | 0 | 0 | 0 | 0 | 0 | 0 | 0 | 0 | 0 | 0 | 0 | 0 | 0 | 0 | 0 | 0 | 0 | 0 | 0 | 0 | 0 | 0 | 0 | 0 | 0 | 0 | 0 | 0 | 0 | 0 | 0 | 0 | 0 | 0 | 0 | 0 | 0 | 0 | 0 | 0 | 0 | 0 | 0 | 0 | 0 | 0 | 0 | 0 | 0 | 0 | 0 | 0 | 0 | 0 | 0 | 0 | 0 | 0 | 0 | 0 | 0 | 0 | 1.1642e-10 | 0 | 0 | 0 | 0 | 0 | 0 | 0 | 0 | 0 | 0 | -3446082.7788 | 0 | 0 | 0 | 0 | 0 | 0 | 0 | 0 | 0 | 0 | -1.819e-12
Grid E&D | Grid E&D RCP2 <20mil | Timaru interconnecting transformers capacity | 0 | 0 | 0 | 0 | 0 | 0 | 0 | 0 | 0 | 0 | 2408750 | 0 | 0 | 0 | 0 | 0 | 0 | 0 | 0 | 0 | 0 | 91250 | 0 | 0 | 0 | 0 | 0 | 0 | 0 | 0 | 0 | 0 | 2500000 | 0 | 0 | 0 | 0 | 0 | 0 | 0 | 0 | 0 | 0 | 347750 | 0 | 0 | 0 | 0 | 0 | 0 | 0 | 0 | 0 | 0 | 179500 | 0 | 0 | 0 | 0 | 0 | 0 | 0 | 0 | 0 | 0 | 3027250 | 0 | 0 | 0 | 0 | 0 | 0 | 0 | 0 | 0 | 0 | 156993.6622 | 0 | 0 | 0 | 0 | 0 | 0 | 0 | 0 | 0 | 0 | 110494.625
Grid E&D | Grid E&D RCP2 <20mil | Southland reactive power support | 0 | 0 | 0 | 0 | 0 | 0 | 0 | 2023350 | 2023350 | 0 | 0 | 0 | 0 | 0 | 0 | 0 | 0 | 0 | 76650 | 76650 | 0 | 0 | 0 | 0 | 0 | 0 | 0 | 0 | 0 | 2100000 | 2100000 | 0 | 0 | 0 | 0 | 0 | 0 | 0 | 0 | 0 | 154140 | 199080 | 0 | 0 | 0 | 0 | 0 | 0 | 0 | 0 | 0 | 137340 | 150780 | 0 | 0 | 0 | 0 | 0 | 0 | 0 | 0 | 0 | 2391480 | 2449860 | 0 | 0 | 0 | 0 | 0 | 0 | 0 | 0 | 0 | 0 | 4840849.191 | 0 | 0 | 0 | 0 | 0 | 0 | 0 | 0 | 0 | 87289.02 | 89419.89 | 0 | 0
Grid E&D | Grid E&D RCP2 <20mil | High impact low probability event mitigation | 0 | 0 | 0 | 0 | 0 | 1371131 | 2699997 | 2772915 | 1412770 | 963500 | 963500 | 0 | 0 | 0 | 0 | 0 | 55571 | 102283 | 105046 | 53520 | 36500 | 36500 | 0 | 0 | 0 | 0 | 0 | 1426702 | 2802280 | 2877961 | 1466290 | 1000000 | 1000000 | 0 | 0 | 0 | 0 | 0 | 47081.166 | 147680.156 | 211242.3374 | 139004.292 | 116700 | 139100 | 0 | 0 | 0 | 0 | 0 | 0 | 174096.5598 | 193881.7427 | 114372.4123 | 84700 | 83300 | 0 | 0 | 0 | 0 | 0 | 1473783.166 | 3124056.7158 | 3283085.0801 | 1719666.7043 | 1201400 | 1222400 | 0 | 0 | 0 | 0 | 0 | 0 | 1174783.6208 | 2780870.4259 | 5644937.6195 | 1201400 | 1222400 | 0 | 0 | 0 | 0 | 0 | 57404.843 | 111907.6374 | 114183.2486 | 55978.2201 | 43851.1 | 44617.6
Grid E&D | Grid E&D RCP2 <20mil | Hororata and Kimberley voltage quality | 0 | 0 | 0 | 0 | 0 | 0 | 0 | 0 | 0 | 0 | 0 | 0 | 0 | 0 | 0 | 0 | 0 | 0 | 0 | 0 | 0 | 0 | 0 | 0 | 0 | 0 | 0 | 0 | 0 | 0 | 0 | 0 | 0 | 0 | 0 | 0 | 0 | 0 | 0 | 0 | 0 | 0 | 0 | 0 | 0 | 0 | 0 | 0 | 0 | 0 | 0 | 0 | 0 | 0 | 0 | 0 | 0 | 0 | 0 | 0 | 0 | -1.4552e-10 | 0 | 0 | 0 | 0 | 0 | 0 | 0 | 0 | 0 | 0 | -2.3101e-10 | 0 | 0 | 0 | 0 | 0 | 0 | 0 | 0 | 0 | 0 | 1.819e-12 | 0 | 0 | 0 | 0
Grid E&D | Grid E&D RCP2 <20mil | Islington 220/66 kV spare transformer switchgear | 0 | 0 | 0 | 0 | 0 | 0 | 0 | 0 | 0 | 0 | 0 | 0 | 0 | 0 | 0 | 0 | 0 | 0 | 0 | 0 | 0 | 0 | 0 | 0 | 0 | 0 | 0 | 0 | 0 | 0 | 0 | 0 | 0 | 0 | 0 | 0 | 0 | 0 | 0 | 0 | 0 | 0 | 0 | 0 | 0 | 0 | 0 | 0 | 0 | 0 | 0 | -9.0949e-13 | 0 | 0 | 0 | 0 | 0 | 0 | 0 | 0 | 0 | 1.4552e-11 | -5.457e-12 | 0 | 0 | 0 | 0 | 0 | 0 | 0 | 0 | 0 | -2530585.4492 | 2530585.4492 | 0 | 0 | 0 | 0 | 0 | 0 | 0 | 0 | 0 | -8.1855e-12 | -1.1369e-12 | 0 | 0 | 0
Grid E&D | Grid E&D RCP2 <20mil | Haywards local service third incomer | 0 | 0 | 0 | 0 | 0 | 0 | 0 | 0 | 0 | 0 | 0 | 0 | 0 | 0 | 0 | 0 | 0 | 0 | 0 | 0 | 0 | 0 | 0 | 0 | 0 | 0 | 0 | 0 | 0 | 0 | 0 | 0 | 0 | 0 | 0 | 0 | 0 | 0 | 0 | 0 | 0 | 0 | 0 | 0 | 0 | 0 | 0 | 0 | 0 | 0 | 0 | 0 | 0 | 0 | 0 | 0 | 0 | 0 | 0 | 0 | 0 | -1.6007e-10 | 0 | 0 | 0 | 0 | 0 | 0 | 0 | 0 | 0 | 0 | -8.913e-11 | 0 | 0 | 0 | 0 | 0 | 0 | 0 | 0 | 0 | 0 | -1.819e-12 | 0 | 0 | 0 | 0
Grid E&D | Grid E&D RCP2 <20mil | E&D Other | 1456331.3527 | 1721151.5831 | 990103.4266 | 576728.4223 | 754928.9911 | 4032516.9378 | 192700 | 96350 | 0 | 0 | 0 | 72669.6289 | 140469.272 | 293916.0099 | 63873.8036 | 34400.3943 | 189416.3851 | 7300 | 3650 | 0 | 0 | 0 | 1529000.9816 | 1861620.8551 | 1284019.4365 | 640602.2259 | 789329.3855 | 4221933.323 | 200000 | 100000 | 0 | 0 | 0 | -71557.2516 | -30158.2551 | -8731.3365 | 0.06406 | 11050.6145 | 139323.803 | 10540 | 7340 | 0 | 0 | 0 | 0 | 0 | 0 | 0 | 0 | 0 | 10996.2537 | 5870 | 0 | 0 | 0 | 1457443.73 | 1831462.6 | 1275288.1 | 640602.29 | 800380 | 4361257.126 | 221536.2537 | 113210 | 0 | 0 | -8.3819e-09 | 116323.47 | 44830.45 | 737006.76 | 4473122.83 | 758214.43 | 3213407.126 | 2190271.8926 | 113210 | 0 | -277606.1013 | 170968.2497 | 69268.69 | 138193.67 | 291917.38 | 63873.81 | 34882 | 195667.126 | 8086.0044 | 4132.165 | 0 | 0 | 0
IST | Transmission Systems | IT SCADA/RTS | 2204381.3325 | 1613919.1376 | 2742196.9082 | 2603802.2026 | 8221286.0426 | 1494686.5328 | 4898745.5027 | 308587 | 683078 | 11843801 | 11990423 | 93019.587 | 146320.258 | 111022.15 | 80897.9299 | 377265.2056 | 675690.9661 | 250782.4578 | 16012 | 27584 | 442744 | 1091729 | 2297400.9196 | 1760239.3956 | 2853219.0582 | 2684700.1325 | 8598551.2482 | 2170377.4989 | 5149527.9605 | 324599 | 710662 | 12286545 | 13082152 | -107518.3716 | -28515.8756 | -19401.8992 | 0.26847 | 120379.7518 | 71622.4599 | 271380.1409 | 23825.5666 | 67370.7576 | 1433839.8015 | 1819727.3432 | 0 | 0 | 0 | 0 | 0 | 0 | -2148.6823 | -164.8152 | 12869.9608 | 343241.9342 | 416226.807 | 2189882.548 | 1731723.52 | 2833817.159 | 2684700.401 | 8718931 | 2241999.9587 | 5418759.4191 | 348259.7514 | 790902.7184 | 14063626.7357 | 15318106.1502 | 2036430.989 | 1529197.829 | 3953529.8 | 1263286.64 | 2715264.33 | 7308999.9587 | 7577418.5378 | 1552989.6327 | 790902.7184 | 468164.1312 | 5646809.823 | 88666.27 | 143949.87 | 110267.199 | 80897.938 | 382546.92 | 697988.7687 | 263894.0646 | 17179.143 | 30698.5042 | 506764.3574 | 1278264.4619
IST | Transmission Systems | IT Time Series | 0 | 0 | 326890.1944 | 749028.3151 | 1545307.6862 | 375050.6067 | 2807490 | 1237300 | 1467911 | 895886 | 911268 | 0 | 0 | 1506.5949 | 42077.5758 | 55127.2187 | 4232 | 106513 | 53735 | 58358 | 38250 | 39357 | 0 | 0 | 328396.7893 | 791105.8909 | 1600434.9049 | 379282.6067 | 2914003 | 1291035 | 1526269 | 934136 | 950625 | 0 | 0 | -2233.0993 | 0.079111 | 22406.0951 | 12516.3262 | 153567.9581 | 94761.969 | 144690.3012 | 109013.6712 | 132231.9375 | 0 | 0 | 0 | 0 | 0 | 0 | 38464.8396 | 20656.56 | 29151.7379 | 20924.6464 | 24431.0625 | 0 | 0 | 326163.69 | 791105.97 | 1622841 | 391798.933 | 3106035.7977 | 1406453.529 | 1700111.0391 | 1064074.3176 | 1107288 | 0 | 0 | 0 | 280030.22 | 2460080.44 | 391798.933 | 663349.0083 | 2633581.262 | 1284957.2542 | 1755029.6589 | 2047045.5 | 0 | 0 | 1496.35 | 42077.58 | 55899 | 4371.656 | 113532.2067 | 58538.909 | 65004.9762 | 43570.575 | 45843.0336
IST | Transmission Systems | IT Transmission Systems Plan | 118893.2653 | 915966.9228 | 614090.3062 | 696947.2003 | 780662.7188 | 2486397.4283 | 1482819 | 292500 | 292500 | 536250 | 292500 | 1268.6005 | 27638.1378 | 18867.7206 | 27270.8273 | 24839.2504 | 76669.8867 | 59877 | 11811 | 11811 | 21654 | 11811 | 120161.8658 | 943605.0606 | 632958.0267 | 724218.0276 | 805501.9692 | 2563067.315 | 1542696 | 304311 | 304311 | 557904 | 304311 | -5623.5758 | -15286.4006 | -4304.1167 | 0.072422 | 11277.0308 | 84581.223 | 81300.0792 | 22336.4274 | 28848.6828 | 65107.3968 | 42329.6601 | 0 | 0 | 0 | 0 | 0 | 0 | 12495.8376 | 2982.2478 | 3560.4387 | 7643.2848 | 4777.6827 | 114538.29 | 928318.66 | 628653.91 | 724218.1 | 816779 | 2647648.538 | 1636491.9168 | 329629.6752 | 336720.1215 | 630654.6816 | 351418.3428 | 7.8143e-13 | 50617.7 | 1351962.62 | 746115.24 | 565886.15 | 3150686.538 | 1636491.9168 | 329629.6752 | 336720.1215 | 630654.6816 | 351418.3428 | 1209.23 | 27190.4 | 18739.42 | 27270.83 | 25187 | 79199.993 | 63517.5216 | 12793.6752 | 13068.8715 | 24477.6816 | 13639.3428
IST | Transmission Systems | IT Meter Data Management | 356255.8134 | 0 | 641590.1653 | 822448.6578 | 2399465.4738 | 425000 | 477649 | 1243125 | 514305 | 316875 | 336562 | 4676.5002 | 0 | 21386.6996 | 31000.6069 | 62393.4909 | 17162 | 19288 | 50199 | 20767 | 12796 | 13591 | 360932.3136 | 0 | 662976.8649 | 853449.2647 | 2461858.9647 | 442162 | 496937 | 1293324 | 535072 | 329671 | 350153 | -16891.6336 | 0 | -4508.2449 | 0.085345 | 34466.0353 | 14591.346 | 26188.5799 | 94929.9816 | 50724.8256 | 38472.6057 | 48706.2823 | 0 | 0 | 0 | 0 | 0 | 0 | 7166.9644 | 22503.8376 | 11261.6864 | 8011.0053 | 9873.0028 | 344040.68 | 0 | 658468.62 | 853449.35 | 2496325 | 456753.346 | 530292.5443 | 1410757.8192 | 597058.512 | 376154.611 | 408732.2851 | 285144.54 | 55675.47 | -5.6534e-11 | 1437726.31 | 2570516.66 | 456753.346 | 530292.5443 | 1410757.8192 | 597058.512 | 376154.611 | 408732.2851 | 4457.64 | 0 | 21241.27 | 31000.61 | 63267 | 17728.346 | 20582.6549 | 54757.0692 | 23172.7957 | 14600.236 | 15864.7225
IST | Asset Management Systems | IT Asset Management | 2676726.112 | 543481.8044 | 2609178.8449 | 14904670.3195 | 11423502.969 | 363408.9604 | 877500 | 3999521 | 6441203 | 1794526 | 0 | 94228.8086 | 31402.9375 | 50506.6957 | 544667.1655 | 444450.6275 | 61772.9592 | 35433 | 150947 | 253643 | 90514 | 0 | 2770954.9206 | 574884.742 | 2659685.5406 | 15449337.4851 | 11867953.5965 | 425181.9196 | 912933 | 4150468 | 6694846 | 1885040 | 0 | -129680.7006 | -9313.132 | -18085.8706 | 1.5449 | 166151.3586 | 14031.0033 | 48111.5691 | 304644.3512 | 634671.4008 | 219984.168 | 0 | 0 | 0 | 0 | 0 | 0 | 0 | 14880.8079 | 82179.2664 | 157998.3656 | 52215.608 | 0 | 2641274.22 | 565571.61 | 2641599.67 | 15449339.03 | 12034104.9551 | 439212.9229 | 975925.377 | 4537291.6176 | 7487515.7664 | 2157239.776 | 0 | 813246.62 | 2433030.28 | -533811.48 | 16046995.3 | 4135787.4 | 10567768.709 | 622945.7006 | 679799.8608 | 4838759.1408 | 8663488.1584 | 0 | 89818.9 | 30894.21 | 50163.25 | 544667.22 | 450672.9366 | 63811.4669 | 37877.877 | 165015.2604 | 283674.3312 | 103584.2216 | 0
IST | Asset Management Systems | IT Spatial & Drawings | 483543.4031 | 242397.062 | 887673.0397 | 156171.6544 | 1141712.0271 | 1712733.5962 | 712022 | 1933999 | 864991 | 1211302 | 1022189 | 49635.8059 | 505.6211 | 33441.3916 | 1095.2799 | 39591.7158 | 63458.0591 | 31823 | 113242 | 106805 | 157298 | 120055 | 533179.209 | 242902.6831 | 921114.4312 | 157266.9343 | 1181303.7429 | 1776191.6553 | 743845 | 2047241 | 971796 | 1368600 | 1142244 | -24952.789 | -3935.0231 | -6263.5812 | 0.015727 | 16538.2571 | 58614.3246 | 39200.6315 | 150267.4894 | 92126.2608 | 159715.62 | 158886.1404 | 0 | 0 | 0 | 0 | 0 | 0 | 12124.6735 | 40535.3718 | 22934.3856 | 37910.22 | 36209.1348 | 508226.42 | 238967.66 | 914850.85 | 157266.95 | 1197842 | 1834805.9799 | 795170.305 | 2238043.8612 | 1086856.6464 | 1566225.84 | 1337339.2752 | 805500.91 | 114592.5 | 1147445.01 | -4579.03 | 1335721.48 | 1034418.827 | 1112116.6939 | 1691733.5592 | 531331.7088 | 989800.7152 | 3526748.4036 | 47312.85 | 497.43 | 33213.99 | 1095.28 | 40146 | 65552.1751 | 34018.787 | 123796.1544 | 119450.712 | 180011.8312 | 140560.394
IST | Asset Management Systems | IT Outage Management | 119769.0414 | 713725.4607 | 910339.4739 | 90321.931 | 0 | 1023476 | 623798 | 585319 | 585319 | 585319 | 585319 | 1802.2812 | 27195.231 | 46313.4255 | 2500.4397 | 0 | 41329 | 30175 | 23635 | 23635 | 23635 | 23635 | 121571.3225 | 740920.6917 | 956652.8994 | 92822.3707 | 0 | 1064805 | 653973 | 608954 | 608954 | 608954 | 608954 | -5689.5383 | -12002.9141 | -6505.2429 | 0.0092822 | 0 | 35138.565 | 34464.3771 | 44697.2236 | 57728.8392 | 71064.9318 | 84705.5014 | 0 | 0 | 0 | 0 | 0 | 0 | 11967.7059 | 13579.6742 | 16198.1764 | 18999.3648 | 21739.6578 | 115881.7842 | 728917.7776 | 950147.6565 | 92822.38 | 0 | 1099943.565 | 700405.083 | 667230.8978 | 682881.0156 | 699018.2966 | 715399.1592 | 0 | 0 | 1636139.8983 | 247714.21 | 0 | 0 | 1800348.648 | 667230.8978 | 682881.0156 | 699018.2966 | 715399.1592 | 1717.9344 | 26754.6683 | 45998.4941 | 2500.44 | 0 | 42692.857 | 32317.425 | 25896.8695 | 26504.289 | 27130.6165 | 27766.398
IST | Network Services | IT Communication Services | 748836.7599 | 2932279.2279 | 781839.6509 | 351313.4549 | 0 | 0 | 0 | 896493 | 661125 | 50964 | 0 | 28473.7748 | 152665.2598 | 69043.5945 | -498.5995 | 0 | 0 | 0 | 33348 | 27801 | 3981 | 0 | 777310.5347 | 3084944.4877 | 850883.2453 | 350814.8554 | 0 | 0 | 0 | 929841 | 688926 | 54945 | 0 | -36378.1359 | -49976.0961 | -5786.0089 | 0.035081 | 0 | 0 | 0 | 68250.3294 | 65310.1848 | 6412.0815 | 0 | 0 | 0 | 0 | 0 | 0 | 0 | 0 | 16179.2334 | 14260.7682 | 1335.1635 | 0 | 740932.3988 | 3034968.3916 | 845097.2364 | 350814.8905 | 0 | 0 | 0 | 1014270.5628 | 768496.953 | 62692.245 | 0 | 162487.88 | 69320.91 | 4231888.3366 | 519239.5467 | 0 | 0 | 0 | -26006.8536 | 1117283.7279 | 754182.8865 | 0 | 27141.202 | 150192.0828 | 68574.0978 | -498.5995 | 0 | 0 | 0 | 36375.9984 | 31012.0155 | 4542.321 | 0
IST | Telecommunications | IT Shared Comms Infrastructure | 23018552.3347 | 23015167.1943 | 17861099.5974 | 12311135.3989 | 10261882.6026 | 6569245.3583 | 11563827 | 17137936 | 3552796 | 5637754 | 2879174 | 2319427.0653 | 1532401.1361 | 821000.4559 | 667480.3833 | 433434.9095 | 156814.8914 | 464940 | 772017 | 137401 | 230804 | 111528 | 25337979.4 | 24547568.3304 | 18682100.0533 | 12978615.7821 | 10695317.5121 | 6726060.2497 | 12028767 | 17909953 | 3690197 | 5868558 | 2990702 | -1185817.53 | -397670.5704 | -127038.3433 | 1.2979 | 149734.4879 | 221959.9953 | 633916.0209 | 1314590.5502 | 349830.6756 | 684860.7186 | 416006.6482 | 0 | 0 | 0 | 0 | 0 | 0 | 182848.7226 | 331334.1305 | 81553.3537 | 151995.6522 | 88823.8494 | 24152161.87 | 24149897.76 | 18555061.71 | 12978617.08 | 10845052 | 6948020.245 | 12845531.7435 | 19555877.6807 | 4121581.0293 | 6705414.3708 | 3495532.4976 | 11611922.75 | 45960546.29 | 15878235.22 | 13907467.56 | 26389019.69 | 6945432.959 | 10862501.6646 | 21812150.1896 | 1592803.4787 | 7770250.3414 | 1652428.0457 | 2210877.87 | 1507576.24 | 815417.65 | 667480.45 | 439503 | 161989.783 | 496511.0914 | 842965.3623 | 153463.1769 | 263716.6504 | 130353.9264
IST | Telecommunications | IT Subst Comms Infrastructure | 402819.4414 | 561819.9931 | 2365972.2493 | 6421483.9179 | 5208086.7645 | 4758395.9291 | 1778400 | 1365000 | 1317895 | 1412044 | 1255088 | 12213.2921 | 14414.6879 | 46534.7263 | 194017.6506 | 305164.6931 | 134207.1635 | 71814 | 55119 | 51505 | 58793 | 46687 | 415032.7335 | 576234.681 | 2412506.9756 | 6615501.5684 | 5513251.4576 | 4892603.0925 | 1850214 | 1420119 | 1369400 | 1470837 | 1301775 | -19423.5335 | -9335.001 | -16405.0556 | 0.66155 | 77185.5424 | 161455.9075 | 97506.2778 | 104236.7346 | 129819.12 | 171646.6779 | 181076.9025 | 0 | 0 | 0 | 0 | 0 | 0 | 30158.4882 | 28118.3562 | 32317.84 | 40742.1849 | 41266.2675 | 395609.2 | 566899.68 | 2396101.92 | 6615502.23 | 5590437 | 5054059 | 1977878.766 | 1552474.0908 | 1531536.96 | 1683225.8628 | 1524118.17 | 726617.83 | 234880.14 | 1054618.65 | 3868080.22 | 6598031.46 | 2843667 | 7739924.116 | 1552474.0908 | 891578.4144 | 2323184.4084 | 3244.2486 | 11641.71 | 14181.17 | 46218.29 | 194017.67 | 309437 | 138636 | 76769.166 | 60256.0908 | 57603.192 | 67282.7092 | 54661.1396
IST | Corporate Systems | IT Stakeholder Management | 0 | 0 | 535478.2036 | 247209.0353 | 237268.2436 | 0 | 0 | 358596 | 31362 | 0 | 573647 | 0 | 0 | 8866.7439 | 6286.1694 | 3910.2564 | 0 | 0 | 13339 | 2450 | 0 | 23164 | 0 | 0 | 544344.9475 | 253495.2047 | 241178.5 | 0 | 0 | 371935 | 33812 | 0 | 596811 | 0 | 0 | -3701.5475 | 0.02535 | 3376.5 | 0 | 0 | 27300.029 | 3205.3776 | 0 | 83016.4101 | 0 | 0 | 0 | 0 | 0 | 0 | 0 | 8294.1505 | 899.3992 | 0 | 21306.1527 | 0 | 0 | 540643.4 | 253495.23 | 244555 | 0 | 0 | 407529.1795 | 37916.7768 | 0 | 701133.5628 | 0 | 0 | 0 | 794138.63 | 244555 | 0 | 0 | -10449.6909 | 455895.6472 | 0 | 701133.5628 | 0 | 0 | 8806.45 | 6286.17 | 3965 | 0 | 0 | 14615.5423 | 2747.43 | 0 | 27213.0672
IST | Corporate Systems | IT Corp Info & Doc Mgmt | 548160.1364 | 1359601.8377 | 2424019.4404 | 545378.7455 | 1288028.5945 | 0 | 579324 | 768647 | 374863 | 0 | 415198 | 16316.9745 | 22587.04 | 89008.5182 | 7159.2993 | 35045.3648 | 0 | 23393 | 31038 | 15137 | 0 | 15910 | 564477.1109 | 1382188.8778 | 2513027.9586 | 552538.0447 | 1323073.9593 | 0 | 602717 | 799685 | 390000 | 0 | 431108 | -26417.5309 | -22391.4578 | -17088.5986 | 0.055254 | 18523.0407 | 0 | 31763.1859 | 58696.879 | 36972 | 0 | 59967.1228 | 0 | 0 | 0 | 0 | 0 | 0 | 9824.2871 | 15833.763 | 9204 | 0 | 13666.1236 | 538059.58 | 1359797.42 | 2495939.36 | 552538.1 | 1341597 | 0 | 644304.473 | 874215.642 | 436176 | 0 | 504741.2464 | 285474.59 | 539006.56 | 3242440.54 | 980194.44 | 1359050.49 | 0 | 644304.473 | 874215.642 | 436176 | 0 | 178839.0409 | 15553.34 | 22221.13 | 88403.26 | 7159.3 | 35536 | 0 | 25007.117 | 33930.7416 | 16929.2208 | 0 | 18627.428
IST | Corporate Systems | IT Safety | 148967.9297 | 0 | 0 | 0 | 252618.3422 | 0 | 292500 | 571755 | 243750 | 0 | 0 | 0 | 0 | 0 | 0 | 9468.4418 | 0 | 11811 | 23088 | 9843 | 0 | 0 | 148967.9297 | 0 | 0 | 0 | 262086.784 | 0 | 304311 | 594843 | 253593 | 0 | 0 | -6971.6997 | 0 | 0 | 0 | 3669.216 | 0 | 16037.1897 | 43661.4762 | 24040.6164 | 0 | 0 | 0 | 0 | 0 | 0 | 0 | 0 | 4351.6473 | 10350.2682 | 5249.3751 | 0 | 0 | 141996.23 | 0 | 0 | 0 | 265756 | 0 | 324699.837 | 648854.7444 | 282882.9915 | 0 | 0 | 1065362.74 | 0 | 0 | 0 | 265756 | 0 | 324699.837 | 648854.7444 | 282882.9915 | 0 | 0 | 0 | 0 | 0 | 0 | 9601 | 0 | 12602.337 | 25184.3904 | 10979.8665 | 0 | 0
IST | Corporate Systems | IT Risk/Audit Management | 0 | 0 | 0 | 0 | 392934.9097 | 0 | 0 | 0 | 292500 | 0 | 0 | 0 | 0 | 0 | 0 | 7105.5227 | 0 | 0 | 0 | 11811 | 0 | 0 | 0 | 0 | 0 | 0 | 400040.4323 | 0 | 0 | 0 | 304311 | 0 | 0 | 0 | 0 | 0 | 0 | 5600.5677 | 0 | 0 | 0 | 28848.6828 | 0 | 0 | 0 | 0 | 0 | 0 | 0 | 0 | 0 | 0 | 8094.6726 | 0 | 0 | 0 | 0 | 0 | 0 | 405641 | 0 | 0 | 0 | 341254.3554 | 0 | 0 | 0 | 0 | 0 | 0 | 405641 | 0 | 0 | 0 | 341254.3554 | 0 | 0 | 0 | 0 | 0 | 0 | 7205 | 0 | 0 | 0 | 13244.8554 | 0 | 0
IST | Corporate Systems | IT Finance | 4048193.5743 | 413192.3352 | 587432.2714 | 343529.0456 | 1296439.8371 | 2007922.5535 | 5564934 | 626675 | 415850 | 32166 | 162396 | 90394.3877 | 26534.5192 | 14717.0963 | 14024.0786 | 18900.3944 | 45304.937 | 207159 | 43515 | 15622 | 2513 | 1941 | 4138587.962 | 439726.8544 | 602149.3677 | 357553.1242 | 1315340.2315 | 2053227.4905 | 5772093 | 670190 | 431472 | 34679 | 164337 | -193685.932 | -7123.5744 | -4094.6177 | 0.035755 | 18414.7685 | 67756.5095 | 304189.3011 | 49191.946 | 40903.5456 | 4047.0393 | 22859.2767 | 0 | 0 | 0 | 0 | 0 | 0 | 94085.1159 | 13269.762 | 10182.7392 | 960.6083 | 5209.4829 | 3944902.03 | 432603.28 | 598054.75 | 357553.16 | 1333755 | 2120984 | 6170367.417 | 732651.708 | 482558.2848 | 39686.6476 | 192405.7596 | 1075383.68 | 4218829.53 | 0 | 735767.83 | 642992.87 | 3063644 | 53450 | 6849569.125 | 55920 | 466324.9324 | 143.43 | 86163.93 | 26104.66 | 14617.02 | 14024.08 | 19165 | 46800 | 221452.971 | 47570.598 | 17471.6448 | 2875.8772 | 2272.5228
IST | Corporate Systems | IT Human Resources | 889.2258 | -861.5674 | 1875382.1449 | 763183.1037 | 0 | 0 | 487500 | 0 | 0 | 0 | 0 | 0 | 0 | 50604.7021 | 63052.9037 | 0 | 0 | 19685 | 0 | 0 | 0 | 0 | 889.2258 | -861.5674 | 1925986.847 | 826236.0074 | 0 | 0 | 507185 | 0 | 0 | 0 | 0 | -41.6158 | 13.9574 | -13096.717 | 0.082624 | 0 | 0 | 26728.6495 | 0 | 0 | 0 | 0 | 0 | 0 | 0 | 0 | 0 | 0 | 9281.4855 | 0 | 0 | 0 | 0 | 847.61 | -847.61 | 1912890.13 | 826236.09 | 0 | 0 | 543195.135 | 0 | 0 | 0 | 0 | 847.61 | -847.61 | 0 | 2739126.22 | 0 | 0 | 543195.135 | 0 | 0 | 0 | 0 | 0 | 0 | 50260.59 | 63052.91 | 0 | 0 | 21082.635 | 0 | 0 | 0 | 0
IST | Corporate Systems | IT Portfolio Planning | 35221.3807 | 316842.2134 | 1486033.09 | 1448190.1252 | 1076237.6683 | 0 | 1121250 | 1267500 | 487500 | 487500 | 536250 | 62.2325 | 254.1065 | 36923.8926 | 69686.573 | 16900.3944 | 0 | 45276 | 51182 | 19685 | 19685 | 21654 | 35283.6132 | 317096.3199 | 1522956.9826 | 1517876.6982 | 1093138.0628 | 0 | 1166526 | 1318682 | 507185 | 507185 | 557904 | -1651.2732 | -5136.9599 | -10356.1126 | 0.15179 | 15303.9372 | 0 | 61475.9202 | 96791.2588 | 48081.138 | 59188.4895 | 77604.4464 | 0 | 0 | 0 | 0 | 0 | 0 | 20180.8998 | 27692.322 | 12730.3435 | 14961.9575 | 18857.1552 | 33632.34 | 311959.36 | 1512600.87 | 1517876.85 | 1108442 | 0 | 1248182.82 | 1443165.5808 | 567996.4815 | 581335.447 | 654365.6016 | 35432.34 | 8.6064e-13 | 1270837.96 | 193019.08 | 2987022.04 | 0 | 1248182.82 | 1443165.5808 | 567996.4815 | 581335.447 | 654365.6016 | 59.32 | 249.99 | 36672.81 | 69686.58 | 17137 | 0 | 48445.32 | 56013.5808 | 22045.2315 | 22562.947 | 25397.9766
IST | ICT Shared Services | IT Enabling Infrastructure | 2463745.2782 | 2837371.1699 | 3648533.6089 | 2083450.5483 | 4944873.3632 | 2309361.0817 | 9542329 | 3755701 | 3610078 | 3691251 | 3546693 | 74261.5718 | 24877.8203 | 71307.211 | 35098.993 | 123260.5616 | 31404.6466 | 368919 | 166531 | 138867 | 150677 | 143082 | 2538006.85 | 2862248.9902 | 3719840.8199 | 2118549.5412 | 5068133.9248 | 2340765.7284 | 9911248 | 3922232 | 3748945 | 3841928 | 3689775 | -118778.73 | -46368.4294 | -25294.9301 | 0.21185 | 70953.8952 | 77245.2716 | 522322.7696 | 287891.8288 | 355399.986 | 448352.9976 | 513247.7025 | 0 | 0 | 0 | 0 | 0 | 0 | 101094.7296 | 48635.6768 | 55484.386 | 66465.3544 | 73057.545 | 2419228.12 | 2815880.5608 | 3694545.8898 | 2118549.7531 | 5139087.82 | 2418011 | 10534665.4992 | 4258759.5056 | 4159829.372 | 4356746.352 | 4276080.2475 | 1590126.4 | 2140635.69 | 4718403.9578 | 2037750.4416 | 5833730.1943 | 2440884 | 4706071.5933 | 9310723.0177 | 1550202.4586 | 4768946.9092 | 4099750.9095 | 70786.13 | 24474.7996 | 70822.3217 | 35098.9965 | 124986.21 | 32441 | 392124.0051 | 180819.3598 | 154086.8232 | 170867.718 | 165817.7298
IST | ICT Shared Services | IT Service Management | 1909709.5332 | 1591672.6038 | 1712153.3284 | 2624320.8976 | 2326010.0505 | 1126041.6574 | 3928489 | 2427216 | 4382711 | 3315272 | 1369326 | 409006.9151 | 25699.1563 | 43175.3626 | 1908.9298 | 25168.1006 | 18118.0002 | 154354 | 96032 | 173506 | 137816 | 59247 | 2318716.4484 | 1617371.7601 | 1755328.691 | 2626229.8274 | 2351178.1511 | 1144159.6576 | 4082843 | 2523248 | 4556217 | 3453088 | 1428573 | -108515.9384 | -26201.4201 | -11936.241 | 0.26262 | 32916.5009 | 37757.2695 | 215165.8261 | 185206.4032 | 431929.3716 | 402975.3696 | 198714.5043 | 0 | 0 | 0 | 0 | 0 | 0 | 66550.3409 | 49960.3104 | 107526.7212 | 95650.5376 | 45285.7641 | 2210200.51 | 1591170.34 | 1743392.45 | 2626230.09 | 2384094.652 | 1181916.9271 | 4364559.167 | 2758414.7136 | 5095673.0928 | 3951713.9072 | 1672573.2684 | 2161601.03 | 6006654.2 | 974823.72 | 3519010.06 | 2608396.732 | 1181916.9271 | 2835329.011 | 1941872.7076 | 3655020.4116 | 5227932.8268 | 3096438.8867 | 389865.39 | 25282.83 | 42881.77 | 1908.93 | 25520.454 | 18715.8942 | 165004.426 | 104982.1824 | 194049.1104 | 157716.6304 | 69366.3876
IST | ICT Shared Services | IT Workforce Mobility | 0 | 905934.406 | 1936667.6787 | 1143883.7306 | 1989020.7022 | 98623.4268 | 0 | 448246 | 819203 | 1755000 | 487500 | 0 | 446.3102 | 40007.2988 | 31682.1368 | 11166.6666 | 0 | 0 | 16674 | 34559 | 70867 | 19685 | 0 | 906380.7163 | 1976674.9775 | 1175565.8674 | 2000187.3688 | 98623.4268 | 0 | 464920 | 853762 | 1825867 | 507185 | 0 | -14683.3663 | -13441.3965 | 0.11756 | 28002.6312 | 3254.5732 | 0 | 34125.128 | 80936.6376 | 213078.6789 | 70549.4335 | 0 | 0 | 0 | 0 | 0 | 0 | 0 | 8089.608 | 17672.8734 | 44368.5681 | 14099.743 | 0 | 891697.35 | 1963233.581 | 1175565.985 | 2028190 | 101878 | 0 | 507134.736 | 952371.511 | 2083314.247 | 591834.1765 | 0 | 425549.19 | 2319300.811 | 1068918.175 | 2244918.74 | 101878 | 0 | -13003.4268 | 1472509.6738 | 2083314.247 | 591834.1765 | 0 | 439.08 | 39735.249 | 31682.14 | 11323 | 0 | 0 | 18187.9992 | 38550.5645 | 80859.247 | 22970.4265
IST | ICT Shared Services | IT Data Centre | 0 | 0 | 0 | 0 | 5945655 | 6824426 | 2436608 | 468578 | 0 | 0 | 0 | 0 | 0 | 0 | 0 | 54345 | 275574 | 98392 | 18922 | 0 | 0 | 0 | 0 | 0 | 0 | 0 | 6000000 | 7100000 | 2535000 | 487500 | 0 | 0 | 0 | 0 | 0 | 0 | 0 | 84000 | 234300 | 133594.5 | 35782.5 | 0 | 0 | 0 | 0 | 0 | 0 | 0 | 0 | 0 | 25857 | 6045 | 0 | 0 | 0 | 0 | 0 | 0 | 0 | 6084000 | 7334300 | 2694451.5 | 529327.5 | 0 | 0 | -4.6566e-10 | 0 | 0 | 0 | 0 | 6083999.858 | 7334300.3409 | 2694451.0217 | 485648.4735 | 0 | 0 | 43678.6356 | 0 | 0 | 0 | 0 | 55105.83 | 284667.942 | 104580.8568 | 20545.5076 | 0 | 0 | -4.3201e-12
IST | Security Services | IT Security Infrastructure | 4049054.359 | 4990220.5155 | 1625558.9409 | 1227941.1972 | 4418622.2706 | 2864992.2525 | 1638000 | 702000 | 1625188 | 1425692 | 1418571 | 57387.1907 | 291225.458 | 22436.1092 | 72533.7727 | 196281.0643 | 130144.2399 | 66144 | 28347 | 60454 | 60937 | 57434 | 4106441.5498 | 5281445.9735 | 1647995.0501 | 1300474.97 | 4614903.3349 | 2995136.4924 | 1704144 | 730347 | 1685642 | 1486629 | 1476005 | -192181.4798 | -85559.4169 | -11206.3719 | 0.13005 | 64608.6651 | 98839.5076 | 89808.3888 | 53607.4698 | 159798.8616 | 173489.6043 | 205312.2955 | 0 | 0 | 0 | 0 | 0 | 0 | 20790.5568 | 10809.1356 | 29835.8634 | 30921.8832 | 35128.919 | 3914260.07 | 5195886.5566 | 1636788.6782 | 1300475.1 | 4679512 | 3093976 | 1814742.9456 | 794763.6054 | 1875276.725 | 1691040.4875 | 1716446.2145 | 1507929.78 | 6727274.66 | 1852805.1248 | 343932.99 | 5741363.85 | 3647637 | 1814742.9456 | 794763.6054 | -48084.475 | 2855032.85 | 1744892.1723 | 54701.47 | 286507.606 | 22283.5436 | 72533.78 | 199029 | 134439 | 70436.7456 | 30847.2054 | 67255.075 | 69315.8375 | 66789.9986
Business Support | Office buildings and facilities | BS Office & Facilities | 889396.2792 | 1121370.6427 | 2269902.4241 | 5417534.9082 | 4511151.8678 | 5170647.5985 | 4363038 | 11396916.45 | 1290380 | 350000 | 1100000 | 106601.2908 | 131338.5239 | 243989.4793 | 111219.1189 | 128036.4635 | 211891.3235 | 243877 | 521609 | 52106 | 14133 | 44418 | 995997.57 | 1252709.1666 | 2513891.9034 | 5528754.0271 | 4639188.3313 | 5382538.922 | 4606915 | 11918525.45 | 1342486 | 364133 | 1144418 | -46612.69 | -20293.8866 | -17094.4734 | 0.55288 | 64948.6427 | 177623.785 | 242784.4205 | 874819.768 | 127267.6728 | 42494.3211 | 159188.5438 | 0 | 0 | 0 | 0 | 0 | 0 | 0 | 0 | 0 | 0 | 0 | 949384.88 | 1232415.28 | 2496797.43 | 5528754.58 | 4704136.974 | 5560162.707 | 4849699.4205 | 12793345.218 | 1469753.6728 | 406627.3211 | 1303606.5438 | 986735.1 | 125159.55 | 3072138.02 | 5941623.77 | 6274903.114 | 4719075.513 | 1642813.0917 | 16841318.7408 | 1469753.6728 | 406627.3211 | 1303606.5438 | 101612.35 | 129210.84 | 242330.35 | 111219.13 | 129828.974 | 218883.7372 | 256729.3179 | 559895.1006 | 57045.6488 | 15782.3211 | 50596.5438
Business Support | Minor Fixed Assets | BS Office Equipment | 1847407.6866 | 1794640.7576 | 1111372.0537 | 1395784.5904 | 1218859.9557 | 1114436.5924 | 1414107.533 | 1413772.1259 | 1313438.0709 | 1313105.579 | 1212774.9978 | 0 | 0 | 742.207 | -1.279e-13 | 38151.8736 | 44419 | 56533 | 56533 | 52495 | 52495 | 48457 | 1847407.6866 | 1794640.7576 | 1112114.2607 | 1395784.5904 | 1257011.8294 | 1158855.5924 | 1470640.533 | 1470305.1259 | 1365933.0709 | 1365600.579 | 1261231.9978 | -86458.6866 | -29073.1776 | -7562.3807 | 0.13958 | 17598.1706 | 38242.2346 | 77502.7561 | 107920.3963 | 129490.4551 | 159365.5875 | 175437.3709 | 0 | 0 | 0 | 0 | 0 | 0 | 0 | 0 | 0 | 0 | 0 | 1760949 | 1765567.58 | 1104551.88 | 1395784.73 | 1274610 | 1197097.827 | 1548143.2891 | 1578225.5222 | 1495423.526 | 1524966.1665 | 1436669.3687 | 1760949 | 1765567.58 | 958103.73 | 1542232.88 | 1274610 | 1197097.827 | 1548143.2891 | 1578225.5222 | 1495423.526 | 1524966.1665 | 1436669.3687 | 0 | 0 | 737.16 | -3.2046e-14 | 38686 | 45884.827 | 59512.2891 | 60682.5222 | 57471.526 | 58621.1665 | 55197.3687
Business Support | Minor Fixed Assets | BS Vehicles | 0 | 0 | 753086.1786 | 418751.9181 | 3550295.844 | 0 | 0 | 1800000 | 1800000 | 0 | 0 | 0 | 0 | 4039.7604 | -4012.2896 | 0 | 0 | 0 | 0 | 0 | 0 | 0 | 0 | 0 | 757125.9389 | 414739.6285 | 3550295.844 | 0 | 0 | 1800000 | 1800000 | 0 | 0 | 0 | 0 | -5148.4589 | 0.041474 | 49704.156 | 0 | 0 | 132120 | 170640 | 0 | 4.3656e-11 | 0 | 0 | 0 | 0 | 0 | 0 | 0 | 0 | 0 | 0 | 0 | 0 | 0 | 751977.48 | 414739.67 | 3600000 | 0 | 3.4561e-11 | 1932120 | 1970640 | 9.4587e-11 | -2.9104e-10 | 0 | 0 | 748227.62 | 418489.53 | 3600000 | 0 | 3.7176e-11 | 1932120 | 1970640 | -6.6393e-11 | 1.246e-10 | 0 | 0 | 4012.29 | -4012.29 | 1.1546e-13 | 0 | -1.0232e-12 | -2.5011e-12 | 5.2296e-12 | -9.0949e-13 | 9.0949e-13
Business Support | Spares and inventory | BS Mobile Substation | 0 | 0 | 238996.8594 | 4494802.1305 | 1150686.386 | 0 | 0 | 0 | 0 | 0 | 0 | 0 | 0 | 5247.8756 | 106738.7993 | 32182.4456 | 0 | 0 | 0 | 0 | 0 | 0 | 0 | 0 | 244244.735 | 4601540.9298 | 1182868.8316 | 0 | 0 | 0 | 0 | 0 | 0 | 0 | 0 | -1660.865 | 0.46015 | 16560.1684 | 0 | 0 | 0 | 0 | 0 | 0 | 0 | 0 | 0 | 0 | 0 | 0 | 0 | 0 | 0 | 0 | 0 | 0 | 0 | 242583.87 | 4601541.39 | 1199429 | 0 | 0 | 0 | 0 | 0 | 0 | 0 | 0 | 0 | 0 | 6043554.26 | 0 | 0 | 0 | 0 | 0 | 0 | 0 | 0 | 5212.19 | 106738.81 | 32633 | 0 | 0 | 0 | 0 | 0 | 0
Business Support | Properties | BS Strategic Properties | 256304.2184 | 494.6026 | 7700.2618 | 22460.4378 | 0.98619 | 0 | 0 | 0 | 2500000 | 1000000 | 0 | 14658.2669 | 11633.0453 | 977.5473 | -335.77 | 0 | 0 | 0 | 0 | 0 | 0 | 0 | 270962.4853 | 12127.6479 | 8677.8091 | 22124.6678 | 0.98619 | 0 | 0 | 0 | 2500000 | 1000000 | 0 | -12681.0453 | -196.4679 | -59.0091 | 0.0022125 | 0.013807 | 0 | 0 | 0 | 237000 | 116700 | 0 | 0 | 0 | 0 | 0 | 0 | 0 | 0 | 0 | 0 | 0 | 0 | 258281.44 | 11931.18 | 8618.8 | 22124.67 | 1 | 0 | 0 | 0 | 2737000 | 1116700 | 0 | 0 | 368412.74 | -1288.49 | 4849.97 | 34735.68 | 0 | 0 | 0 | 2737000 | 1116700 | 0 | 13972.26 | 11444.59 | 970.9 | -335.77 | 0 | 0 | 0 | 0 | -3.638e-12 | 2.5466e-11 | 0
Business Support |  | BS Other | 13812.7361 | 41361.7808 | -16067.2574 | 374.49 | 0 | 0 | 0 | 0 | 0 | 0 | 0 | 416.9219 | 3429.1319 | 5024.7382 | 4349.6996 | -903.3531 | 0 | 0 | 0 | 0 | 0 | 0 | 14229.658 | 44790.9127 | -11042.5192 | 4724.1895 | -903.3531 | 0 | 0 | 0 | 0 | 0 | 0 | -665.948 | -725.6127 | 75.0892 | 0.00047242 | -12.6469 | 0 | 0 | 0 | 0 | 0 | 0 | 0 | 0 | 0 | 0 | 0 | 0 | 0 | 0 | 0 | 0 | 0 | 13563.71 | 44065.3 | -10967.43 | 4724.19 | -916 | 0 | 0 | 0 | 0 | 0 | 0 | 71600.95 | -3.2863e-14 | -15958 | -0.24 | -916 | 0 | 0 | 0 | 0 | 0 | 0 | 397.41 | 3373.58 | 4990.57 | 4349.7 | -916 | 0 | 0 | 0 | 0 | 0 | 0
|  |  | 184201955.9155 | 203571274.0873 | 214397282.2171 | 190494304.1452 | 242598281.8431 | 225150121.0254 | 214053885.3678 | 217040185.9953 | 199819752.3742 | 199975818.4396 | 176892512.9978 | 8132677.2205 | 8669311.3273 | 9725317.0338 | 7506325.6144 | 8202027.5353 | 8695075.9516 | 9620970.3462 | 10249906.0917 | 10050326 | 8803967.2236 | 8791005 | 192334633.136 | 212240585.4146 | 224122599.2509 | 198000629.7595 | 250800309.3783 | 233845196.977 | 223674855.714 | 227290092.0869 | 209870078.3742 | 208779785.6632 | 185683517.9978 | -9001261.545 | -3438297.168 | -1524034.43 | 19.8001 | 3511205.2348 | 7716891.6311 | 11787664.9508 | 16683092.7675 | 19895683.4306 | 24364600.9866 | 25828577.3535 | 0 | 0 | 0 | 0 | 0 | 0 | 7263822.6806 | 9082225.5675 | 10059656.5682 | 10365810.8456 | 9356659.1749 | 183333371.591 | 208802288.2466 | 222598564.8209 | 198000649.5596 | 254311514.6131 | 241562088.6081 | 242726343.3454 | 253055410.4219 | 239825418.373 | 243510197.4954 | 220868754.5262 | 109207747.119 | 233195391.959 | 221628649.6821 | 209275133.9133 | 302341949.5983 | 227772935.2988 | 243656014.6426 | 265648392.6749 | 221415669.7019 | 235564033.7857 | 215654835.9938 | 7752067.8964 | 8528868.4967 | 9659184.8452 | 7506326.365 | 8316855.9506 | 8982013.4634 | 10411221.4387 | 11425799.359 | 11533396.9883 | 10282238.4016 | 10458979.0815
Base Capex - sets out Base Capex by portfolio on a real basis excluding interest during construction, real basis including interest during construction, nominal expenditure basis and nominal commissioned basis
BASE CAPEX - Variance with CC Adjustment incl Escalator Changes ($m) |  |  | 2009-10: Expenditure excl. interest during construction (real 2012/13 prices); Forecast 2009-10: Interest during construction (real 2012/13 prices); Forecast 2009-10: Expenditure incl. interest during construction (real 2012/13 prices); Forecast 2009-10: CPI adjustment; Forecast 2009-10: RPE adjustment; Forecast 2009-10: Expenditure incl. interest during construction (nominal) | Commissioned value (nominal) | [10 empty] | Interest during construction - expenditure basis (nominal)
|  |  | 2009-10: Admin Settlement; Actual 2011-12: RCP1; Forecast 2015-16: RCP2; Forecast 2009-10: Admin Settlement; Actual 2011-12: RCP1; Forecast 2015-16: RCP2; Forecast 2009-10: Admin Settlement; Actual 2011-12: RCP1; Forecast 2015-16: RCP2; Forecast 2009-10: Admin Settlement; Actual 2011-12: RCP1; Forecast 2015-16: RCP2; Forecast 2009-10: Admin Settlement; Actual 2011-12: RCP1; Forecast 2015-16: RCP2; Forecast 2009-10: Admin Settlement; Actual 2011-12: RCP1; Forecast 2015-16: RCP2 | Admin Settlement |  | RCP1 |  |  |  | RCP2 |  |  |  |  | Admin Settlement |  | RCP1 |  |  |  | RCP2
|  |  | Actual 2011-12: Actual; Forecast 2013-14: Forecast; Actual 2011-12: Actual; Forecast 2013-14: Forecast; Actual 2011-12: Actual; Forecast 2013-14: Forecast; Actual 2011-12: Actual; Forecast 2013-14: Forecast; Actual 2011-12: Actual; Forecast 2013-14: Forecast; Actual 2011-12: Actual; Forecast 2013-14: Forecast |  |  | Actual |  | Forecast | [8 empty] | Actual |  | Forecast
Capex Category and Portfolio |  |  | 2009-10 | 2010-11 | 2011-12 | 2012-13 | 2013-14 | 2014-15 | 2015-16 | 2016-17 | 2017-18 | 2018-19 | 2019-20 | 2009-10 | 2010-11 | 2011-12 | 2012-13 | 2013-14 | 2014-15 | 2015-16 | 2016-17 | 2017-18 | 2018-19 | 2019-20 | 2009-10 | 2010-11 | 2011-12 | 2012-13 | 2013-14 | 2014-15 | 2015-16 | 2016-17 | 2017-18 | 2018-19 | 2019-20 | 2009-10 | 2010-11 | 2011-12 | 2012-13 | 2013-14 | 2014-15 | 2015-16 | 2016-17 | 2017-18 | 2018-19 | 2019-20 | 2009-10 | 2010-11 | 2011-12 | 2012-13 | 2013-14 | 2014-15 | 2015-16 | 2016-17 | 2017-18 | 2018-19 | 2019-20 | 2009-10 | 2010-11 | 2011-12 | 2012-13 | 2013-14 | 2014-15 | 2015-16 | 2016-17 | 2017-18 | 2018-19 | 2019-20 | 2009-10 | 2010-11 | 2011-12 | 2012-13 | 2013-14 | 2014-15 | 2015-16 | 2016-17 | 2017-18 | 2018-19 | 2019-20 | 2009-10 | 2010-11 | 2011-12 | 2012-13 | 2013-14 | 2014-15 | 2015-16 | 2016-17 | 2017-18 | 2018-19 | 2019-20
Grid R&R | Transmission Lines | TL Tower | -0.0401 | -0.0053268 | -0.0095525 | 0 | -0.01 | -0.0159 | -21253 | -21253 | -21253 | -21253 | -21253 | -0.0024882 | -0.00025271 | 5.9303e-05 | 0 | 0 | -0.0003813 | -762 | -763 | -763 | -763 | -762 | -0.042588 | -0.0055795 | -0.0094932 | 0 | -0.01 | -0.016281 | -22015 | -22016 | -22016 | -22016 | -22015 | 0.042588 | 0.0055795 | 0.0094932 | 0 | 0.01 | 0.016281 | -2172.8851 | -3245.151 | -4244.675 | -5255.207 | -6276.4911 | 0 | 0 | 0 | 0 | 0 | 0 | -336.8295 | -400.6912 | -510.7712 | -623.0528 | -726.495 | 0 | 0 | 0 | 0 | 0 | 0 | -24524.7146 | -25661.8422 | -26771.4462 | -27894.2598 | -29017.9861 | 0 | 0 | 0 | 2.5466e-11 | 0 | 0 | -24524.7146 | -25661.8422 | -26771.4462 | -27894.2598 | -29017.9861 | 0 | 3.7289e-11 | 0 | 0 | 0 | 0 | -848.8588 | -889.3195 | -927.7639 | -966.6661 | -1004.363
Grid R&R | Transmission Lines | TL Pole | -0.39144 | -0.9325 | -0.50982 | 0 | -0.38824 | -0.42801 | -264300 | -224575 | -284474 | -226339 | -231497 | -0.010027 | -0.019467 | -0.027646 | 0 | -0.0082954 | -0.0045774 | -9390 | -8067 | -10113 | -8458 | -8297 | -0.40147 | -0.95196 | -0.53747 | 0 | -0.39653 | -0.43258 | -273690 | -232642 | -294587 | -234797 | -239794 | 0.40147 | 0.95196 | 0.53747 | 0 | 0.39653 | 0.43258 | -27013.1777 | -34291.4641 | -56796.3687 | -56046.0561 | -68365.2767 | 0 | 0 | 0 | 0 | 0 | 0 | -15655.068 | -16052.298 | -23743.7122 | -21460.4458 | -24315.1116 | 0 | 0 | 0 | 0 | 0 | 0 | -316358.2457 | -282985.7621 | -375127.0809 | -312303.5019 | -332474.3883 | 0 | 0 | 0 | 0 | 0 | 0 | -316358.2457 | -282830.6507 | -374906.1791 | -312679.5151 | -332474.3883 | 0 | 0 | 0 | 0 | 0 | 0 | -10853.8918 | -9812.7099 | -12877.855 | -11250.0346 | -11503.8343
Grid R&R | Transmission Lines | TL Paint | -1.4335 | -1.6738 | -1.9911 | 0 | -2.6893 | -0.042 | -1647944 | -1738737 | -1792585 | -1890917 | -1966003 | -0.090319 | -0.061382 | -0.080717 | 0 | -0.07256 | -0.0012334 | -58846 | -62305 | -64035 | -67826 | -70430 | -1.5238 | -1.7351 | -2.0718 | 0 | -2.7619 | -0.043233 | -1706790 | -1801042 | -1856620 | -1958743 | -2036433 | 1.5238 | 1.7351 | 2.0718 | 0 | 2.7619 | 0.043233 | -168460.1638 | -265473.5982 | -357956.2919 | -467551.9175 | -580586.968 | 0 | 0 | 0 | 0 | 0 | 0 | -38914.812 | -51509.8012 | -67209.644 | -85988.8177 | -104061.7263 | 0 | 0 | 0 | 0 | 0 | 0 | -1914164.9758 | -2118025.3994 | -2281785.9359 | -2512283.7352 | -2721081.6943 | 0 | 0 | 0 | 0 | 0 | 0 | -1898286.9028 | -2107915.5789 | -2268581.3313 | -2503833.1349 | -2712161.1588 | 0 | 0 | 0 | 0 | 0 | 0 | -65995.7913 | -73270.6689 | -78698.966 | -86993.652 | -94108.5587
Grid R&R | Transmission Lines | TL Foundation | -0.37494 | -0.21109 | -0.17633 | 0 | -0.14654 | -0.23201 | -60958 | -56552 | -73032 | -56552 | -73032 | -0.0043103 | -0.0056098 | -0.012717 | 0 | -0.0044138 | -0.0074689 | -2185 | -2029 | -2620 | -2029 | -2618 | -0.37925 | -0.2167 | -0.18905 | 0 | -0.15095 | -0.23948 | -63143 | -58581 | -75652 | -58581 | -75650 | 0.37925 | 0.2167 | 0.18905 | 0 | 0.15095 | 0.23948 | -6232.2095 | -8634.8579 | -14585.7056 | -13983.3152 | -21567.7201 | 0 | 0 | 0 | 0 | 0 | 0 | -2140.5477 | -2343.24 | -3548.0788 | -3145.7997 | -4531.435 | 0 | 0 | 0 | 0 | 0 | 0 | -71515.7572 | -69559.0979 | -93785.7844 | -75710.1149 | -101749.1551 | 0 | 0 | 0 | 0 | 0 | 0 | -71515.7572 | -69559.0979 | -93785.7844 | -75710.1149 | -101749.1551 | 0 | 0 | 0 | 0 | 0 | 0 | -2474.7264 | -2409.242 | -3248.0483 | -2622.2918 | -3521.1589
Grid R&R | Transmission Lines | TL Grillage | -1.3926 | -0.67653 | -0.69845 | 0 | -0.96617 | -0.063405 | -487052 | -506411 | -500077 | -498912 | -471821 | -0.040941 | -0.053782 | -0.059865 | 0 | -0.019269 | 0 | -17439 | -18085 | -17958 | -17815 | -16885 | -1.4335 | -0.73031 | -0.75831 | 0 | -0.98544 | -0.063405 | -504491 | -524496 | -518035 | -516727 | -488706 | 1.4335 | 0.73031 | 0.75831 | 0 | 0.98544 | 0.063405 | -49793.2479 | -77310.7548 | -99877.2068 | -123342.7471 | -139330.0295 | 0 | 0 | 0 | 0 | 0 | 0 | -14630.239 | -16049.5776 | -16887.941 | -17827.0815 | -17642.2866 | 0 | 0 | 0 | 0 | 0 | 0 | -568914.4869 | -617856.3324 | -634800.1478 | -657896.8286 | -645678.3161 | 0 | 0 | 0 | 0 | 0 | 0 | -553707.6275 | -608057.1488 | -628140.4308 | -649239.173 | -638276.7991 | 0 | 0 | 0 | 0 | 0 | 0 | -19665.9603 | -21304.1559 | -22005.7479 | -22682.058 | -22308.4839
Grid R&R | Transmission Lines | TL Conductor | -0.71108 | -1.7951 | -2.1091 | 0 | -0.2231 | -0.096842 | -771570 | -348594 | -260676 | -79907 | -182536 | -0.023307 | -0.084448 | -0.04793 | 0 | -0.0044255 | -0.0028408 | -29548 | -13092 | -9389 | -2903 | -6543 | -0.73438 | -1.8795 | -2.1571 | 0 | -0.22753 | -0.099683 | -801118 | -361686 | -270065 | -82810 | -189079 | 0.73438 | 1.8795 | 2.1571 | 0 | 0.22753 | 0.099683 | -79070.3397 | -53312.5164 | -52068.5614 | -19766.7592 | -53906.3207 | 0 | 0 | 0 | 0 | 0 | 0 | -35649.751 | -18626.829 | -15474.7245 | -5117.658 | -12441.3982 | 0 | 0 | 0 | 0 | 0 | 0 | -915838.0907 | -433625.3454 | -337608.2859 | -107694.4172 | -255426.7189 | 0 | 0 | 0 | 0 | 0 | 0 | -915573.7149 | -433889.1658 | -337608.6044 | -107694.6541 | -255426.7189 | 0 | 0 | 0 | 0 | 0 | 0 | -33779.2575 | -15696.0173 | -11737.184 | -3775.3149 | -8838.873
Grid R&R | Transmission Lines | TL Insulators | -0.45158 | -0.72696 | -0.73055 | 0 | -0.47814 | -0.47802 | -354348 | -350790 | -337137 | -354102 | -343763 | -0.022452 | -0.02571 | -0.039117 | 0 | -0.01555 | -0.0013376 | -12554 | -12459 | -12096 | -12705 | -12319 | -0.47403 | -0.75267 | -0.76966 | 0 | -0.49369 | -0.47935 | -366902 | -363249 | -349233 | -366807 | -356082 | 0.47403 | 0.75267 | 0.76966 | 0 | 0.49369 | 0.47935 | -36213.2228 | -53542.8989 | -67332.1371 | -87556.8187 | -101518.9563 | 0 | 0 | 0 | 0 | 0 | 0 | -8035.1538 | -7809.8535 | -7613.2794 | -8106.4347 | -7905.0204 | 0 | 0 | 0 | 0 | 0 | 0 | -411150.3766 | -424601.7524 | -424178.4165 | -462470.2534 | -465505.9767 | 0 | 0 | 0 | 0 | 0 | 0 | -411150.3766 | -424601.7524 | -424178.4165 | -462470.2534 | -465448.314 | 0 | 0 | 0 | 0 | 0 | 0 | -14068.017 | -14563.3547 | -14691.8408 | -16018.4823 | -16104.5995
Grid R&R | Transmission Lines | TL Access | -0.089286 | -0.044482 | -0.021477 | 0 | -0.22241 | -0.030934 | -54766 | -59330 | -59330 | -59330 | -59330 | -0.0015963 | -0.0011168 | -0.0045438 | 0 | -0.011938 | 0 | -1963 | -2129 | -2129 | -2129 | -2127 | -0.090882 | -0.045599 | -0.02602 | 0 | -0.23435 | -0.030934 | -56729 | -61459 | -61459 | -61459 | -61457 | 0.090882 | 0.045599 | 0.02602 | 0 | 0.23435 | 0.030934 | -5599.1408 | -9059.0233 | -11849.2462 | -14670.2023 | -17521.2812 | 0 | 0 | 0 | 0 | 0 | 0 | -1395.5334 | -1702.4143 | -1966.688 | -2230.9617 | -2470.5714 | 0 | 0 | 0 | 0 | 0 | 0 | -63723.6742 | -72220.4376 | -75274.9342 | -78360.164 | -81448.8526 | 0 | 0 | 0 | 0 | 0 | 0 | -63723.6742 | -72220.4376 | -75274.9342 | -78360.164 | -81448.8526 | 0 | 0 | 0 | 0 | 0 | 0 | -2205.0379 | -2501.7694 | -2607.5747 | -2714.4445 | -2818.8401
Grid R&R | AC Stations | ACS Outdoor to Indoor Conv | -0.18043 | -0.73978 | -1.6628 | 0 | -2.7781 | -1.9858 | -998673.0313 | -745573.0737 | -755512 | -614263.7 | -705960 | -0.0046549 | -0.027392 | -0.088336 | 0 | -0.080822 | -0.099445 | -78343.9651 | -57854.0282 | -50944 | -38556 | -40450 | -0.18509 | -0.76717 | -1.7511 | 0 | -2.859 | -2.0852 | -1077016.9964 | -803427.1019 | -806456 | -652819.7 | -746410 | 0.18509 | 0.76717 | 1.7511 | 0 | 2.859 | 2.0852 | -106611.7902 | -118579.9986 | -155484.658 | -155839.8432 | -212801.5567 | 0 | 0 | 0 | 0 | 0 | 0 | -54080.0232 | -45109.12 | -48629.2968 | -39762.6453 | -45381.728 | 0 | 0 | 0 | 0 | 0 | 0 | -1237708.8098 | -967116.2205 | -1010569.9548 | -848422.1885 | -1004593.2847 | 0 | 0 | 0 | 0 | 0 | 0 | -1224730.195 | -961477.5934 | -971385.578 | -852581.2132 | -980230.7485 | 0 | 0 | 0 | 0 | 0 | 0 | -90080.0212 | -69689.7786 | -63837.8872 | -50107.3471 | -54441.6988
Grid R&R | AC Stations | ACS Outdoor Circuit Breakers | -0.068534 | -0.68561 | -0.42386 | 0 | -0.70327 | -0.21582 | -186160 | -210432 | -181144 | -129678 | -172339 | -0.0014285 | -0.015701 | -0.01571 | 0 | -0.020544 | -0.0054461 | -7021 | -11800 | -12181 | -4796 | -10347 | -0.069963 | -0.70131 | -0.43957 | 0 | -0.72381 | -0.22127 | -193181 | -222232 | -193325 | -134474 | -182686 | 0.069963 | 0.70131 | 0.43957 | 0 | 0.72381 | 0.22127 | -19066.9739 | -32756.982 | -37273.0453 | -32098.9011 | -52083.8078 | 0 | 0 | 0 | 0 | 0 | 0 | -15435.1619 | -19689.7552 | -17515.245 | -11941.2912 | -15820.6076 | 0 | 0 | 0 | 0 | 0 | 0 | -227683.1358 | -274678.7372 | -248113.2903 | -178514.1923 | -250590.4154 | 0 | 0 | 0 | 0 | 0 | 0 | -225452.8994 | -272498.2702 | -252070.1998 | -173364.5079 | -250956.2386 | 0 | 0 | 0 | 0 | 0 | 0 | -8274.9552 | -14584.7741 | -15633.1003 | -6366.6473 | -14193.0018
Grid R&R | AC Stations | ACS Indoor Switchgear | -0.25397 | -0.5589 | -0.95406 | 0 | -0.2105 | 0 | -194884 | -436643 | -383085 | -342853 | -40366 | -0.0088225 | -0.011116 | -0.01228 | 0 | -0.0093881 | 0 | -6849 | -23976 | -49915 | -26563 | -2607 | -0.2628 | -0.57002 | -0.96634 | 0 | -0.21989 | 0 | -201733 | -460619 | -433000 | -369416 | -42973 | 0.2628 | 0.57002 | 0.96634 | 0 | 0.21989 | 0 | -19911.0356 | -67895.2258 | -83482.3608 | -88179.5199 | -12251.5585 | 0 | 0 | 0 | 0 | 0 | 0 | -9723.5306 | -24919.4879 | -25243.9 | -21795.544 | -2535.407 | 0 | 0 | 0 | 0 | 0 | 0 | -231367.5662 | -553433.7137 | -541726.2608 | -479391.0639 | -57759.9655 | 0 | 0 | 0 | 0 | 0 | 0 | -226898.3258 | -527298.7563 | -558454.9046 | -468867.931 | -82679.4552 | 0 | 0 | 0 | 0 | 0 | 0 | -7855.1227 | -28807.1529 | -62448.6516 | -34470.7746 | -3504.076
Grid R&R | AC Stations | ACS Power Transformers | -3.3738 | -2.4615 | -1.5075 | 0 | -2.7452 | -2.0526 | -648859.3726 | -1191425 | -1081809 | -785801 | -1266291 | -0.10097 | -0.11098 | -0.15175 | 0 | -0.079051 | -0.06633 | -35741.3835 | -78575.6155 | -89916 | -37892 | -91060 | -3.4747 | -2.5725 | -1.6593 | 0 | -2.8243 | -2.1189 | -684600.7561 | -1270000.6155 | -1171725 | -823693 | -1357351 | 3.4747 | 2.5725 | 1.6593 | 0 | 2.8243 | 2.1189 | -67641.7919 | -187203.9429 | -225908.6437 | -196615.5191 | -386980.8139 | 0 | 0 | 0 | 0 | 0 | 0 | -51592.76 | -87000.4115 | -82372.2675 | -54693.2152 | -83748.5567 | 0 | 0 | 0 | 0 | 0 | 0 | -803835.308 | -1544204.9699 | -1480005.9112 | -1075001.7343 | -1828080.3706 | 0 | 0 | 0 | 0 | 0 | 0 | -775191.4323 | -1536117.864 | -1449692.6857 | -1038392.3249 | -1720551.3985 | 0 | 0 | 0 | 0 | 0 | 0 | -41860.8967 | -95551.2865 | -113572.929 | -49452.8187 | -122639.6007
Grid R&R | AC Stations | ACS Buildings & Grounds | -1.0275 | -0.74781 | -0.60213 | 0 | -0.57789 | -0.18742 | -226417.0777 | -266348.9805 | -207457.4082 | -284793.5382 | -163374 | -0.030183 | -0.021673 | -0.013844 | 0 | -0.015943 | -0.011753 | -5890.3262 | -10435.3802 | -10454 | -18733.5171 | -9275 | -1.0577 | -0.76948 | -0.61597 | 0 | -0.59383 | -0.19917 | -232307.4039 | -276784.3607 | -217911.4082 | -303527.0553 | -172649 | 1.0577 | 0.76948 | 0.61597 | 0 | 0.59383 | 0.19917 | -22976.381 | -40829.8482 | -42150.6052 | -72477.311 | -49222.3248 | 0 | 0 | 0 | 0 | 0 | 0 | -8143.7405 | -11892.4806 | -11382.3447 | -18375.9675 | -11809.1916 | 0 | 0 | 0 | 0 | 0 | 0 | -263427.5254 | -329506.6895 | -271444.3581 | -394380.3338 | -233680.5164 | 0 | 0 | 0 | 0 | 0 | 0 | -262235.3319 | -327134.3239 | -265555.7047 | -399190.5094 | -238323.5533 | 0 | 0 | 0 | 0 | 0 | 0 | -6679.8154 | -12422.8519 | -13012.0546 | -24339.6027 | -12553.7636
Grid R&R | AC Stations | ACS Buildings & Seismic | 0 | 0 | -0.059891 | 0 | -0.417 | 0 | -168959 | 0 | 0 | 0 | 0 | 0 | 0 | -0.00057056 | 0 | -0.014488 | 0 | -6142 | 0 | 0 | 0 | 0 | 0 | 0 | -0.060462 | 0 | -0.43149 | 0 | -175101 | 0 | 0 | 0 | 0 | 0 | 0 | 0.060462 | 0 | 0.43149 | 0 | -17282.4526 | 0 | 0 | 0 | 0 | 0 | 0 | 0 | 0 | 0 | 0 | -6111.0249 | 0 | 0 | 0 | 0 | 0 | 0 | 0 | 0 | 0 | 0 | -198494.4775 | 0 | 0 | 0 | 0 | 0 | 0 | 0 | 0 | 0 | 0 | -198494.4775 | 0 | 0 | 0 | 0 | 0 | 0 | 0 | 0 | 0 | 0 | -6962.5689 | 0 | 0 | 0 | 0
Grid R&R | AC Stations | ACS Dynamic Reactive Power | 0 | -0.62034 | -1.8556 | 0 | -0.9069 | -1.2644 | -123268 | -68416 | -106116 | -62526 | -98932 | 0 | -0.011896 | -0.092762 | 0 | -0.10239 | -0.054019 | -4470 | -2730 | -4644 | -4082 | -6282 | 0 | -0.63224 | -1.9484 | 0 | -1.0093 | -1.3185 | -127738 | -71146 | -110760 | -66608 | -105214 | 0 | 0.63224 | 1.9484 | 0 | 1.0093 | 1.3185 | -12607.7314 | -10486.9167 | -21354.5574 | -15899.2686 | -29996.4384 | 0 | 0 | 0 | 0 | 0 | 0 | -14927.544 | -3393.6642 | -5781.672 | -3650.1184 | -5976.1552 | 0 | 0 | 0 | 0 | 0 | 0 | -155273.2754 | -85026.5809 | -137896.2294 | -86157.387 | -141186.5936 | 0 | 0 | 0 | 0 | 0 | 0 | -155142.0995 | -84634.2921 | -136672.0183 | -84649.0278 | -144442.6286 | 0 | 0 | 0 | 0 | 0 | 0 | -5429.8338 | -3262.623 | -5781.78 | -5280.0609 | -8429.7501
Grid R&R | AC Stations | ACS Capacitors & Reactors | 0 | 0 | 0 | 0 | 0 | 0 | -103289 | -40631 | -47413 | -85472 | -62402 | 0 | 0 | 0 | 0 | 0 | 0 | -3686 | -2472 | -6244 | -3067 | -2237 | 0 | 0 | 0 | 0 | 0 | 0 | -106975 | -43103 | -53657 | -88539 | -64639 | 0 | 0 | 0 | 0 | 0 | 0 | -10558.4187 | -6353.3563 | -10345.0647 | -21134.2349 | -18428.484 | 0 | 0 | 0 | 0 | 0 | 0 | -7370.5775 | -3340.4825 | -4335.4856 | -7083.12 | -5080.6254 | 0 | 0 | 0 | 0 | 0 | 0 | -124903.9962 | -52796.8388 | -68337.5503 | -116756.3549 | -88148.1094 | 0 | 0 | 0 | 0 | 0 | 0 | -124294.9999 | -49607.2427 | -72136.1427 | -116756.3549 | -88148.1094 | 0 | 0 | 0 | 0 | 0 | 0 | -4303.7529 | -3027.9454 | -7952.3486 | -4044.4224 | -3050.5458
Grid R&R | AC Stations | ACS Power Cables | -0.0036275 | -0.04899 | -0.038901 | 0 | 0 | 0 | -32500 | 0 | 0 | -265247 | -64356 | -3.414e-05 | -0.00084968 | -0.0004592 | 0 | 0 | 0 | -1165 | 0 | 0 | -8240 | -3541 | -0.0036616 | -0.049839 | -0.03936 | 0 | 0 | 0 | -33665 | 0 | 0 | -273487 | -67897 | 0.0036616 | 0.049839 | 0.03936 | 0 | 0 | 0 | -3322.7263 | -1.819e-12 | 1.1369e-13 | -65281.353 | -19357.3325 | 0 | 0 | 0 | 0 | 0 | 0 | -1407.197 | -1.7621e-12 | -1.7621e-12 | -14959.7389 | -3795.4423 | 0 | 0 | 0 | 0 | 0 | 0 | -38394.9233 | 9.1518e-12 | 4.7464e-11 | -353728.0919 | -91049.7748 | 0 | 0 | 0 | 0 | 0 | 0 | -38394.9233 | 1.2733e-11 | -1.2733e-11 | -320362.6718 | -124415.1949 | 0 | 0 | 0 | 0 | 0 | 0 | -1328.6779 | -2.2737e-13 | -4.5475e-13 | -10657.6221 | -4748.4518
Grid R&R | AC Stations | ACS Structures & Buswork | -0.50553 | -0.15245 | -0.12181 | 0 | -0.38111 | -1.204 | -147919.3404 | -113938.5163 | -141825 | -94266 | -3450 | -0.018318 | -0.016458 | -0.0099329 | 0 | -0.010845 | -0.080303 | -31580.0703 | -10234.1705 | -8160 | -18175 | -124 | -0.52385 | -0.16891 | -0.13175 | 0 | -0.39195 | -1.2843 | -179499.4107 | -124172.6868 | -149985 | -112441 | -3574 | 0.52385 | 0.16891 | 0.13175 | 0 | 0.39195 | 1.2843 | -18093.432 | -18554.8839 | -28917.0982 | -26839.6911 | -1018.8817 | 0 | 0 | 0 | 0 | 0 | 0 | -13983.7245 | -10550.6179 | -12838.716 | -9523.7527 | -297.7142 | 0 | 0 | 0 | 0 | 0 | 0 | -211576.5672 | -153278.1886 | -191740.8142 | -148804.4438 | -4890.5959 | 0 | 0 | 0 | 0 | 0 | 0 | -211576.5672 | -150258.4114 | -177906.7079 | -165658.3273 | -4890.5959 | 0 | 0 | 0 | 0 | 0 | 0 | -37223.5256 | -12676.921 | -10431.7685 | -24052.795 | -169.6305
Grid R&R | AC Stations | ACS Instrument Transformers | -0.18792 | -0.33896 | -0.12649 | 0 | -0.07808 | -0.084656 | -196132.3551 | -182568 | -185051 | -150840 | -72617 | -0.0039776 | -0.0088988 | -0.003606 | 0 | -0.0033175 | -0.0014228 | -7659.9744 | -8579 | -7847 | -7246 | -2603 | -0.19189 | -0.34786 | -0.1301 | 0 | -0.081398 | -0.086078 | -203792.3295 | -191147 | -192898 | -158086 | -75220 | 0.19189 | 0.34786 | 0.1301 | 0 | 0.081398 | 0.086078 | -20127.3282 | -28175.09 | -37190.705 | -37735.0611 | -21445.222 | 0 | 0 | 0 | 0 | 0 | 0 | -17081.1612 | -17738.4416 | -18325.31 | -14701.998 | -6814.932 | 0 | 0 | 0 | 0 | 0 | 0 | -241000.8189 | -237060.5316 | -248414.015 | -210523.0591 | -103480.154 | 0 | 0 | 0 | 0 | 0 | 0 | -239991.4708 | -237041.0873 | -247584.3844 | -212381.4821 | -103480.154 | 0 | 0 | 0 | 0 | 0 | 0 | -9061.1876 | -10639.7017 | -10105.3715 | -9649.4738 | -3580.8887
Grid R&R | AC Stations | ACS Disconnectors & E/S | -0.1519 | -0.15677 | -0.21071 | 0 | -0.0419 | -0.016 | -129716.6126 | -126703 | -33172 | -159980 | -150778 | -0.0048799 | -0.0025265 | -0.010158 | 0 | -0.017831 | -0.0003609 | -4966.4271 | -4705.8687 | -1190 | -5741 | -5404 | -0.15678 | -0.15929 | -0.22087 | 0 | -0.059732 | -0.016361 | -134683.0397 | -131408.8687 | -34362 | -165721 | -156182 | 0.15678 | 0.15929 | 0.22087 | 0 | 0.059732 | 0.016361 | -13294.8223 | -19369.7632 | -6625.0524 | -39557.5722 | -44527.5028 | 0 | 0 | 0 | 0 | 0 | 0 | -12030.3174 | -12576.0327 | -3322.8054 | -15577.774 | -14212.562 | 0 | 0 | 0 | 0 | 0 | 0 | -160008.1794 | -163354.6646 | -44309.8578 | -220856.3462 | -214922.0648 | 0 | 0 | 0 | 0 | 0 | 0 | -159945.647 | -163417.197 | -44309.8578 | -220856.3462 | -214922.0648 | 0 | 0 | 0 | 0 | 0 | 0 | -5902.217 | -5850.2023 | -1534.5442 | -7651.0124 | -7436.4809
Grid R&R | AC Stations | ACS Other Station Equipment | -0.22814 | -0.057587 | -0.15466 | 0 | -0.12509 | -0.0020425 | -52750 | -55043 | -57446 | -43335 | -51166 | -0.010506 | -0.0059822 | -0.0020592 | 0 | -0.0020747 | 0 | -2020 | -4284 | -6710 | -1555 | -1834 | -0.23864 | -0.06357 | -0.15672 | 0 | -0.12716 | -0.0020425 | -54770 | -59327 | -64156 | -44890 | -53000 | 0.23864 | 0.06357 | 0.15672 | 0 | 0.12716 | 0.0020425 | -5405.8082 | -8744.8072 | -12369.2327 | -10715.1881 | -15110.3 | 0 | 0 | 0 | 0 | 0 | 0 | -3346.447 | -3974.909 | -4478.0888 | -3088.432 | -3561.6 | 0 | 0 | 0 | 0 | 0 | 0 | -63522.2552 | -72046.7162 | -81003.3215 | -58693.6201 | -71671.9 | 0 | 0 | 0 | 0 | 0 | 0 | -62191.6132 | -69750.5406 | -84630.1391 | -58693.6201 | -71671.9 | 0 | 0 | 0 | 0 | 0 | 0 | -2342.8052 | -5202.5118 | -8472.0215 | -2033.1259 | -2480.089
Grid R&R | Secondary Assets | SA Substation Mgmt Systems | -0.21737 | -0.26774 | -0.2455 | 0 | -0.3838 | 0 | -5004138 | -3101464 | -1677613 | -1879922 | -164614 | -0.0060497 | -0.014192 | -0.015374 | 0 | -0.021743 | 0 | -173585 | -113819 | -47176 | -57800 | 6866 | -0.22342 | -0.28193 | -0.26088 | 0 | -0.40554 | 0 | -5177723 | -3215283 | -1724789 | -1937722 | -157748 | 0.22342 | 0.28193 | 0.26088 | 0 | 0.40554 | 0 | -300874.765 | -273798.3193 | -206261.4633 | -280652.2616 | -74194.3072 | 0 | 0 | 0 | 0 | 0 | 0 | -66274.8544 | -43727.8488 | -26044.3139 | -31972.413 | -2792.1396 | 0 | 0 | 0 | 0 | 0 | 0 | -5544872.6194 | -3532809.1681 | -1957094.7772 | -2250346.6746 | -234734.4468 | 0 | 0 | 0 | 0 | 0 | 0 | -5544393.6766 | -3533572.6483 | -1956311.6298 | -2251094.3056 | -234485.4258 | 0 | 0 | 0 | 0 | 0 | 0 | -185941.713 | -125087.7333 | -53843.7548 | -67410.09 | 6127.5606
Grid R&R | Secondary Assets | SA Metering | -0.18804 | -0.70167 | -0.66129 | 0 | -0.2985 | 0 | 0 | 0 | 0 | 0 | 0 | -0.0054971 | -0.018606 | -0.0056848 | 0 | -0.0011388 | 0 | 0 | 0 | 0 | 0 | 0 | -0.19353 | -0.72028 | -0.66698 | 0 | -0.29964 | 0 | 0 | 0 | 0 | 0 | 0 | 0.19353 | 0.72028 | 0.66698 | 0 | 0.29964 | 0 | -1334.1587 | -2146.3071 | -2842.4067 | -3538.5063 | -4234.5037 | 0 | 0 | 0 | 0 | 0 | 0 | 0 | 0 | 0 | 0 | 0 | 0 | 0 | 0 | 0 | 0 | 0 | -1334.1587 | -2146.3071 | -2842.4067 | -3538.5063 | -4234.5037 | 0 | 0 | 0 | 0 | 0 | 0 | -1334.1587 | -2146.3071 | -2842.4067 | -3538.5063 | -4234.5037 | 0 | 0 | 0 | 0 | 0 | 0 | -46.1587 | -74.333 | -98.441 | -122.549 | -146.5037
Grid R&R | Secondary Assets | SA BZ Protection | -0.55765 | -0.14638 | -0.060215 | 0 | -0.11644 | -0.047489 | 400.7673 | 0 | 0 | 0 | 0 | -0.023388 | -0.015755 | -0.015287 | 0 | -0.0035036 | -0.0019734 | 0 | 0 | 0 | 0 | 0 | -0.58103 | -0.16213 | -0.075502 | 0 | -0.11995 | -0.049462 | 400.7673 | 0 | 0 | 0 | 0 | 0.58103 | 0.16213 | 0.075502 | 0 | 0.11995 | 0.049462 | -5460.5304 | -12725.5025 | -15283.9526 | -16381.0132 | -17141.714 | 0 | 0 | 0 | 0 | 0 | 0 | 0 | 0 | 0 | 0 | 0 | 0 | 0 | 0 | 0 | 0 | 0 | -5059.7631 | -12725.5025 | -15283.9526 | -16381.0132 | -17141.714 | 0 | 0 | 0 | 0 | 0 | 0 | -5059.7631 | -12725.5025 | -13683.5048 | -17981.461 | -17141.714 | 0 | 0 | 0 | 0 | 0 | 0 | -209.7554 | -440.7699 | -519.2579 | -751.7091 | -593.125
Grid R&R | Secondary Assets | SA Line Protection | -0.38671 | -0.5262 | -0.26763 | 0 | -0.36035 | -0.16506 | 0 | 0 | 0 | 0 | 0 | -0.0063546 | -0.010564 | -0.0082613 | 0 | -0.0099991 | -0.0055392 | 0 | 0 | 0 | 0 | 0 | -0.39307 | -0.53677 | -0.27589 | 0 | -0.37034 | -0.1706 | 0 | 0 | 0 | 0 | 0 | 0.39307 | 0.53677 | 0.27589 | 0 | 0.37034 | 0.1706 | -12214.0534 | -18403.5188 | -23786.3003 | -29836.0333 | -31915.9942 | 0 | 0 | 0 | 0 | 0 | 0 | 0 | 0 | 0 | 0 | 0 | 0 | 0 | 0 | 0 | 0 | 0 | -12214.0534 | -18403.5188 | -23786.3003 | -29836.0333 | -31915.9942 | 0 | 0 | 0 | 0 | 0 | 0 | -12214.0534 | -18403.5188 | -23786.3003 | -29836.0333 | -31915.9942 | 0 | 0 | 0 | 0 | 0 | 0 | -422.6089 | -637.4804 | -823.9056 | -1033.4986 | -1104.3002
Grid R&R | Secondary Assets | SA Transformer Protection | -0.13294 | -0.14266 | -0.27159 | 0 | -0.2281 | -0.09606 | 0 | 0 | 0 | 0 | 0 | -0.0054993 | -0.004882 | -0.0087495 | 0 | -0.0072521 | -0.0027482 | 0 | 0 | 0 | 0 | 0 | -0.13844 | -0.14754 | -0.28034 | 0 | -0.23535 | -0.098808 | 0 | 0 | 0 | 0 | 0 | 0.13844 | 0.14754 | 0.28034 | 0 | 0.23535 | 0.098808 | -6046.0744 | -10115.7186 | -14087.8038 | -18852.3489 | -23721.5617 | 0 | 0 | 0 | 0 | 0 | 0 | 0 | 0 | 0 | 0 | 0 | 0 | 0 | 0 | 0 | 0 | 0 | -6046.0744 | -10115.7186 | -14087.8038 | -18852.3489 | -23721.5617 | 0 | 0 | 0 | 0 | 0 | 0 | -6046.0744 | -9849.0818 | -14354.4406 | -16742.3284 | -25303.763 | 0 | 0 | 0 | 0 | 0 | 0 | -209.1988 | -348.6658 | -520.5956 | -639.5972 | -1051.2438
Grid R&R | Secondary Assets | SA Batteries & DC Systems | -0.099623 | -0.13975 | -0.14036 | 0 | -0.19467 | -0.14547 | 0 | 0 | 0 | 0 | 0 | -0.0024462 | -0.0028058 | -0.0042914 | 0 | -0.0051998 | -0.0007972 | 0 | 0 | 0 | 0 | 0 | -0.10207 | -0.14256 | -0.14465 | 0 | -0.19987 | -0.14626 | 0 | 0 | 0 | 0 | 0 | 0.10207 | 0.14256 | 0.14465 | 0 | 0.19987 | 0.14626 | -4889.1997 | -7080.4199 | -9047.5266 | -9907.3272 | -13385.645 | 0 | 0 | 0 | 0 | 0 | 0 | 534.378 | 0 | 0 | 0 | 0 | 0 | 0 | 0 | 0 | 0 | 0 | -4354.8217 | -7080.4199 | -9047.5266 | -9907.3272 | -13385.645 | 0 | 0 | 0 | 0 | 0 | 0 | -4288.9267 | -7146.3149 | -9047.5266 | -9907.3272 | -13385.645 | 0 | 0 | 0 | 0 | 0 | 0 | -150.2837 | -255.0817 | -313.4236 | -343.2165 | -463.2215
Grid R&R | Secondary Assets | SA Feeder Protection | -0.043795 | -0.11824 | -0.13057 | 0 | -0.11713 | -0.0011668 | 0 | 0 | 0 | 0 | 0 | -0.0007357 | -0.0039846 | -0.0035241 | 0 | -0.0036995 | 0 | 0 | 0 | 0 | 0 | 0 | -0.04453 | -0.12222 | -0.13409 | 0 | -0.12083 | -0.0011668 | 0 | 0 | 0 | 0 | 0 | 0.04453 | 0.12222 | 0.13409 | 0 | 0.12083 | 0.0011668 | -2480.504 | -1643.1478 | -2176.0606 | -5804.943 | -2778.672 | 0 | 0 | 0 | 0 | 0 | 0 | 0 | 0 | 0 | 0 | 0 | 0 | 0 | 0 | 0 | 0 | 0 | -2480.504 | -1643.1478 | -2176.0606 | -5804.943 | -2778.672 | 0 | 0 | 0 | 0 | 0 | 0 | -2480.504 | -1643.1478 | -2176.0606 | -5804.943 | -2778.672 | 0 | 0 | 0 | 0 | 0 | 0 | -85.8245 | -56.9023 | -75.3571 | -201.0255 | -96.141
Grid R&R | HVDC Stations | HVDC | -0.5102 | -0.6643 | -0.49387 | 0 | -0.43873 | -0.0055795 | 0 | 0 | 0 | 0 | 0 | -0.0175 | -0.039985 | -0.017209 | 0 | -0.01387 | 0 | 0 | 0 | 0 | 0 | 0 | -0.5277 | -0.70428 | -0.51108 | 0 | -0.4526 | -0.0055795 | 0 | 0 | 0 | 0 | 0 | 0.5277 | 0.70428 | 0.51108 | 0 | 0.4526 | 0.0055795 | -7021.1525 | -22430.9614 | -15879.1556 | -29824.608 | -30572.4073 | 0 | 0 | 0 | 0 | 0 | 0 | 0 | 0 | 0 | 0 | 0 | 0 | 0 | 0 | 0 | 0 | 0 | -7021.1525 | -22430.9614 | -15879.1556 | -29824.608 | -30572.4073 | 0 | 0 | 0 | 0 | 0 | 0 | -1864.7802 | -30683.4229 | -1320.9722 | -19563.0843 | -43410.2316 | 0 | 0 | 0 | 0 | 0 | 0 | -209.9417 | -1716.8296 | -564.2791 | -1288.1431 | -2334.7955
Grid E&D | Grid E&D RCP1 <5mil | GD High Impact Low Probability | 0 | 0 | 0 | 0 | -0.082671 | -0.16961 | 0 | 0 | 0 | 0 | 0 | 0 | 0 | 0 | 0 | -0.0027555 | -0.0058852 | 0 | 0 | 0 | 0 | 0 | 0 | 0 | 0 | 0 | -0.085427 | -0.17549 | 0 | 0 | 0 | 0 | 0 | 0 | 0 | 0 | 0 | 0.085427 | 0.17549 | 0 | 0 | 0 | 0 | 0 | 0 | 0 | 0 | 0 | 0 | 0 | 0 | 0 | 0 | 0 | 0 | 0 | 0 | 0 | 0 | 0 | 0 | 0 | 0 | 0 | 0 | 0 | 0 | 0 | 0 | 0 | 0 | 0 | 0 | 0 | 0 | 0 | 0 | 0 | 0 | 0 | 0 | 0 | 0 | 0 | 0 | 0 | 0 | 0
Grid E&D | Grid E&D RCP1 <5mil | GD Remove Branch Component | 0 | 0 | 0 | 0 | -0.052019 | -0.056992 | 0 | 0 | 0 | 0 | 0 | 0 | 0 | 0 | 0 | -0.001734 | -0.003703 | 0 | 0 | 0 | 0 | 0 | 0 | 0 | 0 | 0 | -0.053753 | -0.060695 | 0 | 0 | 0 | 0 | 0 | 0 | 0 | 0 | 0 | 0.053753 | 0.060695 | 0 | 0 | 0 | 0 | 0 | 0 | 0 | 0 | 0 | 0 | 0 | 0 | 0 | 0 | 0 | 0 | 0 | 0 | 0 | 0 | 0 | 0 | 0 | 0 | 0 | 0 | 0 | 0 | 0 | 0 | 0 | 0 | 0 | 0 | 0 | 0 | 0 | 0 | 0 | 0 | 0 | 0 | 0 | 0 | 0 | 0 | 0 | 0 | 0
Grid E&D | Grid E&D RCP2 <20mil | Otahuhu-Wiri transmission capacity | 0 | 0 | 0 | 0 | 0 | 0 | -2386665 | -8530160 | -5513768 | 0 | 0 | 0 | 0 | 0 | 0 | 0 | 0 | -92809 | -518961 | -1151547 | 0 | 0 | 0 | 0 | 0 | 0 | 0 | 0 | -2479474 | -9049121 | -6665315 | 0 | 0 | 0 | 0 | 0 | 0 | 0 | 0 | -137061.07 | -697687.2291 | -664531.9055 | 0 | 0 | 0 | 0 | 0 | 0 | 0 | 0 | -153727.388 | -628913.9095 | -495232.9045 | 0 | 0 | 0 | 0 | 0 | 0 | 0 | 0 | -2770262.458 | -10375722.1386 | -7825079.81 | 0 | 0 | 0 | 0 | 0 | 0 | 0 | 0 | 0 | 0 | -21343034.7624 | 0 | 0 | 0 | 0 | 0 | 0 | 0 | 0 | -103667.653 | -595040.6826 | -1351916.178 | 0 | 0
Grid E&D | Grid E&D RCP2 <20mil | Relieve generation constraints | 0 | 0 | 0 | 0 | 0 | 0 | 0 | 0 | -1080716 | -4481340 | -4462257 | 0 | 0 | 0 | 0 | 0 | 0 | 0 | 0 | -32640 | -353465 | -260197 | 0 | 0 | 0 | 0 | 0 | 0 | 0 | 0 | -1113356 | -4834805 | -4722454 | 0 | 0 | 0 | 0 | 0 | 0 | 0 | 0 | -118351.5932 | -616284.054 | -697207.2656 | 0 | 0 | 0 | 0 | 0 | 0 | 0 | 0 | -80606.9744 | -337952.8695 | -315459.9272 | 0 | 0 | 0 | 0 | 0 | 0 | 0 | 0 | -1312314.5676 | -5789041.9235 | -5735121.1928 | 0 | 0 | 0 | 0 | 0 | 0 | 0 | 0 | 0 | -7122626.6722 | -5735450.1181 | 0 | 0 | 0 | 0 | 0 | 0 | 0 | 0 | -38525.619 | -422401.5105 | -315884.1604
Grid E&D | Grid E&D RCP2 <20mil | Upper North Island reactive support 2012 - 2020 | 0 | 0 | 0 | 0 | 0 | 0 | 0 | 0 | 49614 | 242314 | -8129 | 0 | 0 | 0 | 0 | 0 | 0 | 0 | 0 | -7383 | -290904 | -328 | 0 | 0 | 0 | 0 | 0 | 0 | 0 | 0 | 42231 | -48590 | -8457 | 0 | 0 | 0 | 0 | 0 | 0 | 0 | 0 | -14899.5693 | -30976.852 | -1238.1048 | 0 | 0 | 0 | 0 | 0 | 0 | 0 | 0 | 3357.3645 | -3901.777 | -681.6342 | 0 | 0 | 0 | 0 | 0 | 0 | 0 | 0 | 30688.7952 | -83468.629 | -10376.739 | 0 | 0 | 0 | 0 | 0 | 0 | 0 | 0 | 0 | -56450.4946 | -10315.0029 | 0 | 0 | 0 | 0 | 0 | 0 | 0 | 0 | -9403.5486 | -350899.4674 | -402.456
Grid E&D | Grid E&D RCP2 <20mil | Bus section fault reliability | 0 | 0 | 0 | 0 | 0 | 0 | 0 | 0 | -299587 | -2449963 | -4413220 | 0 | 0 | 0 | 0 | 0 | 0 | 0 | 0 | -4349 | -81586 | -207946 | 0 | 0 | 0 | 0 | 0 | 0 | 0 | 0 | -303936 | -2531549 | -4621166 | 0 | 0 | 0 | 0 | 0 | 0 | 0 | 0 | -39612.4192 | -338324.2172 | -676538.7024 | 0 | 0 | 0 | 0 | 0 | 0 | 0 | 0 | -28387.6224 | -226573.6355 | -392336.9934 | 0 | 0 | 0 | 0 | 0 | 0 | 0 | 0 | -371936.0416 | -3096446.8527 | -5690041.6958 | 0 | 0 | 0 | 0 | 0 | 0 | 0 | 0 | -371936.0416 | -3096446.8527 | -5690041.6958 | 0 | 0 | 0 | 0 | 0 | 0 | 0 | 0 | -5528.6069 | -99908.6328 | -256043.9098
Grid E&D | Grid E&D RCP2 <20mil | Wellington Supply Security | 0 | 0 | 0 | 0 | 0 | 0 | 0 | 0 | -3639661 | -3639661 | -3649632 | 0 | 0 | 0 | 0 | 0 | 0 | 0 | 0 | -147509 | -147550 | -147900 | 0 | 0 | 0 | 0 | 0 | 0 | 0 | 0 | -3787170 | -3787211 | -3797532 | 0 | 0 | 0 | 0 | 0 | 0 | 0 | 0 | -377580.849 | -465069.5108 | -555958.6848 | 0 | 0 | 0 | 0 | 0 | 0 | 0 | 0 | -322666.884 | -291993.9681 | -260130.942 | 0 | 0 | 0 | 0 | 0 | 0 | 0 | 0 | -4487417.733 | -4544274.4789 | -4613621.6268 | 0 | 0 | 0 | 0 | 0 | 0 | 0 | 0 | -4487415.1066 | -4544270.9592 | -4613627.7729 | 0 | 0 | 0 | 0 | 0 | 0 | 0 | 0 | -174783.4141 | -177045.245 | -179683.71
Grid E&D | Grid E&D RCP2 <20mil | Otahuhu and Penrose interconnection capacity | 0 | 0 | 0 | 0 | 0 | 0 | 0 | 0 | 17563 | -3413099 | -1655518 | 0 | 0 | 0 | 0 | 0 | 0 | 0 | 0 | 16550 | -233553 | -288252 | 0 | 0 | 0 | 0 | 0 | 0 | 0 | 0 | 34113 | -3646652 | -1943770 | 0 | 0 | 0 | 0 | 0 | 0 | 0 | 0 | -5908.9339 | -491118.8656 | -299167.928 | 0 | 0 | 0 | 0 | 0 | 0 | 0 | 0 | 2387.91 | -236303.0496 | -114293.676 | 0 | 0 | 0 | 0 | 0 | 0 | 0 | 0 | 30591.9761 | -4374073.9152 | -2357231.604 | 0 | 0 | 0 | 0 | 0 | 0 | 0 | 0 | 0 | -4300194.7678 | -2402188.1526 | 0 | 0 | 0 | 0 | 0 | 0 | 0 | 0 | 19018.72 | -278948.3578 | -347934.2104
Grid E&D | Grid E&D RCP2 <20mil | Bunnythorpe interconnection capacity | 0 | 0 | 0 | 0 | 0 | 0 | -24719 | -25809 | 45661 | 0 | 0 | 0 | 0 | 0 | 0 | 0 | 0 | 501 | 40253 | -29634 | 0 | 0 | 0 | 0 | 0 | 0 | 0 | 0 | -24218 | 14444 | 16027 | 0 | 0 | 0 | 0 | 0 | 0 | 0 | 0 | -1561.99 | -10356.3676 | -25842.1081 | 0 | 0 | 0 | 0 | 0 | 0 | 0 | 0 | -1734.0088 | 1080.4112 | 1221.2574 | 0 | 0 | 0 | 0 | 0 | 0 | 0 | 0 | -27513.9988 | 5168.0436 | -8593.8507 | 0 | 0 | 0 | 0 | 0 | 0 | 0 | 0 | -285.7014 | 0 | -31455.7619 | 0 | 0 | 0 | 0 | 0 | 0 | 0 | 0 | 538.8345 | 45895.4328 | -37047.828 | 0 | 0
Grid E&D | Grid E&D RCP2 <20mil | North Taranaki transmission capacity | 0 | 0 | 0 | 0 | 0 | 0 | 0 | 0 | 0 | 0 | -2939743 | 0 | 0 | 0 | 0 | 0 | 0 | 0 | 0 | 0 | 0 | -85525 | 0 | 0 | 0 | 0 | 0 | 0 | 0 | 0 | 0 | 0 | -3025268 | 0 | 0 | 0 | 0 | 0 | 0 | 0 | 0 | 0 | 0 | -442899.2352 | 0 | 0 | 0 | 0 | 0 | 0 | 0 | 0 | 0 | 0 | -232038.0556 | 0 | 0 | 0 | 0 | 0 | 0 | 0 | 0 | 0 | 0 | -3700205.2908 | 0 | 0 | 0 | 0 | 0 | 0 | 0 | 0 | 0 | 0 | -3678120.8344 | 0 | 0 | 0 | 0 | 0 | 0 | 0 | 0 | 0 | 0 | -104605.6275
Grid E&D | Grid E&D RCP2 <20mil | Timaru interconnecting transformers capacity | 0 | 0 | 0 | 0 | 0 | 0 | 0 | 0 | 0 | 0 | -39773 | 0 | 0 | 0 | 0 | 0 | 0 | 0 | 0 | 0 | 0 | 20015 | 0 | 0 | 0 | 0 | 0 | 0 | 0 | 0 | 0 | 0 | -19758 | 0 | 0 | 0 | 0 | 0 | 0 | 0 | 0 | 0 | 0 | -21142.5712 | 0 | 0 | 0 | 0 | 0 | 0 | 0 | 0 | 0 | 0 | -1418.6244 | 0 | 0 | 0 | 0 | 0 | 0 | 0 | 0 | 0 | 0 | -42319.1956 | 0 | 0 | 0 | 0 | 0 | 0 | 0 | 0 | 0 | 0 | -23924.9622 | 0 | 0 | 0 | 0 | 0 | 0 | 0 | 0 | 0 | 0 | 23716.148
Grid E&D | Grid E&D RCP2 <20mil | Southland reactive power support | 0 | 0 | 0 | 0 | 0 | 0 | 0 | -34380 | -1480355 | 0 | 0 | 0 | 0 | 0 | 0 | 0 | 0 | 0 | 16725 | -251998 | 0 | 0 | 0 | 0 | 0 | 0 | 0 | 0 | 0 | -17655 | -1732353 | 0 | 0 | 0 | 0 | 0 | 0 | 0 | 0 | 0 | -9131.2005 | -183005.5941 | 0 | 0 | 0 | 0 | 0 | 0 | 0 | 0 | 0 | -1154.637 | -124382.9454 | 0 | 0 | 0 | 0 | 0 | 0 | 0 | 0 | 0 | -27940.8375 | -2039741.5395 | 0 | 0 | 0 | 0 | 0 | 0 | 0 | 0 | 0 | 0 | -2068173.186 | 0 | 0 | 0 | 0 | 0 | 0 | 0 | 0 | 0 | 18824.7075 | -295591.242 | 0 | 0
Grid E&D | Grid E&D RCP2 <20mil | High impact low probability event mitigation | 0 | 0 | 0 | 0 | 0 | 0 | 110151 | 237956 | 262703 | -35409 | -38146 | 0 | 0 | 0 | 0 | 0 | 0 | -110151 | -237956 | -262703 | -3984 | -4068 | 0 | 0 | 0 | 0 | 0 | 0 | 0 | 0 | 0 | -39393 | -42214 | 0 | 0 | 0 | 0 | 0 | 0 | -6445.244 | -10648.4557 | -7184.821 | -10937.4604 | -13480.1296 | 0 | 0 | 0 | 0 | 0 | 0 | 0 | 0 | 0 | -3336.5871 | -3516.4262 | 0 | 0 | 0 | 0 | 0 | 0 | -6445.244 | -10648.4557 | -7184.821 | -53667.0475 | -59210.5558 | 0 | 0 | 0 | 0 | 0 | 0 | -2397.0922 | -6590.4113 | -15291.0172 | -53667.0475 | -59210.5558 | 0 | 0 | 0 | 0 | 0 | 0 | -124650.8054 | -276370.039 | -311644.1139 | -5033.33 | -5268.8696
Grid E&D | Grid E&D RCP2 <20mil | Hororata and Kimberley voltage quality | 0 | 0 | 0 | 0 | 0 | 0 | -3247392 | 0 | 0 | 0 | 0 | 0 | 0 | 0 | 0 | 0 | 0 | -116395 | 0 | 0 | 0 | 0 | 0 | 0 | 0 | 0 | 0 | 0 | -3363787 | 0 | 0 | 0 | 0 | 0 | 0 | 0 | 0 | 0 | 0 | -185008.285 | 0 | 0 | 0 | 0 | 0 | 0 | 0 | 0 | 0 | 0 | -236137.8474 | 0 | 0 | 0 | 0 | 0 | 0 | 0 | 0 | 0 | 0 | -3784933.1324 | 0 | 0 | 0 | 0 | 0 | 0 | 0 | 0 | 0 | 0 | -3784933.1324 | 0 | 0 | 0 | 0 | 0 | 0 | 0 | 0 | 0 | 0 | -130967.654 | 0 | 0 | 0 | 0
Grid E&D | Grid E&D RCP2 <20mil | Islington 220/66 kV spare transformer switchgear | 0 | 0 | 0 | 0 | 0 | 0 | -2212735 | -119277 | 0 | 0 | 0 | 0 | 0 | 0 | 0 | 0 | 0 | -68716 | -14584 | 0 | 0 | 0 | 0 | 0 | 0 | 0 | 0 | 0 | -2281451 | -133861 | 0 | 0 | 0 | 0 | 0 | 0 | 0 | 0 | 0 | -125479.805 | -10320.6831 | 0 | 0 | 0 | 0 | 0 | 0 | 0 | 0 | 0 | -128901.9815 | -8593.8762 | 0 | 0 | 0 | 0 | 0 | 0 | 0 | 0 | 0 | -2535832.7865 | -152775.5593 | 0 | 0 | 0 | 0 | 0 | 0 | 0 | 0 | 0 | -2530585.4492 | -158022.8966 | 0 | 0 | 0 | 0 | 0 | 0 | 0 | 0 | 0 | -76377.834 | -16644.7192 | 0 | 0 | 0
Grid E&D | Grid E&D RCP2 <20mil | Haywards local service third incomer | 0 | 0 | 0 | 0 | 0 | 0 | -1785179 | 0 | 0 | 0 | 0 | 0 | 0 | 0 | 0 | 0 | 0 | -63986 | 0 | 0 | 0 | 0 | 0 | 0 | 0 | 0 | 0 | 0 | -1849165 | 0 | 0 | 0 | 0 | 0 | 0 | 0 | 0 | 0 | 0 | -101704.075 | 0 | 0 | 0 | 0 | 0 | 0 | 0 | 0 | 0 | 0 | -47708.457 | 0 | 0 | 0 | 0 | 0 | 0 | 0 | 0 | 0 | 0 | -1998577.532 | 0 | 0 | 0 | 0 | 0 | 0 | 0 | 0 | 0 | 0 | -1998577.532 | 0 | 0 | 0 | 0 | 0 | 0 | 0 | 0 | 0 | 0 | -69156.0688 | 0 | 0 | 0 | 0
Grid E&D | Grid E&D RCP2 <20mil | E&D Other | -0.13882 | -0.16933 | -0.098337 | 0 | -0.07655 | -0.3019 | -7298 | -753652 | -50001 | -202913 | -347086 | -0.0069269 | -0.013819 | -0.029192 | 0 | -0.0034882 | -0.014937 | 132 | -26848 | -1794 | -5912 | -32470 | -0.14574 | -0.18315 | -0.12753 | 0 | -0.080038 | -0.31683 | -7166 | -780500 | -51795 | -208825 | -379556 | 0.14574 | 0.18315 | 0.12753 | 0 | 0.080038 | 0.31683 | -854.13 | -60546.55 | -5163.9615 | -25643.71 | -55566.9984 | 0 | 0 | 0 | 0 | 0 | 0 | -392.6968 | -45815.35 | -3081.8025 | -11944.79 | -20685.802 | 0 | 0 | 0 | 0 | 0 | 0 | -8412.8268 | -886861.9 | -60040.764 | -246413.5 | -455808.8004 | 0 | 0 | 0 | 0 | 0 | 0 | -8200.4634 | -886861.9 | -60040.764 | -242900.6031 | -451686.4367 | 0 | 0 | 0 | 0 | 0 | 0 | 129.7036 | -30507.4634 | -2079.6048 | -6976.16 | -38993.223
IST | Transmission Systems | IT SCADA/RTS | -0.21012 | -0.15878 | -0.27235 | 0 | -0.83364 | -0.1544 | -117334.3369 | -7913 | -17515 | -303687 | -307447 | -0.0088666 | -0.014395 | -0.011027 | 0 | -0.038255 | -0.069799 | -5967.145 | -411 | -707 | -11352 | -27993 | -0.21899 | -0.17317 | -0.28338 | 0 | -0.87189 | -0.2242 | -123301.482 | -8324 | -18222 | -315039 | -335440 | 0.21899 | 0.17317 | 0.28338 | 0 | 0.87189 | 0.2242 | -18625.0816 | -1842.7967 | -5298.9772 | -113634.7137 | -144608.1256 | 0 | 0 | 0 | 0 | 0 | 0 | -61338.0416 | -15945.3654 | -24521.7884 | -356145.9778 | -383461.6762 | 0 | 0 | 0 | 0 | 0 | 0 | -203264.6052 | -26112.1621 | -48042.7656 | -784819.6915 | -863509.8018 | 0 | 0 | 0 | 0 | 0 | 0 | -151307.9826 | -78068.7847 | -48042.7656 | -390679.886 | -1117257.3262 | 0 | 0 | 0 | 0 | 0 | 0 | -9128.6422 | -1288.5205 | -1864.4368 | -28296.9594 | -72120.2701
IST | Transmission Systems | IT Time Series | 0 | 0 | -0.032467 | 0 | -0.15669 | -0.020968 | -71987 | -31726 | -37639 | -22971 | -23366 | 0 | 0 | -0.00014964 | 0 | -0.0055899 | 0 | -2731 | -1378 | -1496 | -981 | -1009 | 0 | 0 | -0.032616 | 0 | -0.16228 | -0.020968 | -74718 | -33104 | -39135 | -23952 | -24375 | 0 | 0 | 0.032616 | 0 | 0.16228 | 0.020968 | -10811.6969 | -7329.1479 | -11380.4776 | -8639.5352 | -10508.0625 | 0 | 0 | 0 | 0 | 0 | 0 | -142053.9088 | -64750.4055 | -76826.1129 | -47291.2192 | -48303.9375 | 0 | 0 | 0 | 0 | 0 | 0 | -227583.6057 | -105183.5534 | -127341.5905 | -79882.7544 | -83187 | 0 | 0 | 0 | 0 | 0 | 0 | -114146.1387 | -160375.9472 | -107264.4292 | -112912.4889 | -128479.5 | 0 | 0 | 0 | 0 | 0 | 0 | -8318.5509 | -4378.0918 | -4868.5834 | -3271.239 | -3443.8524
IST | Transmission Systems | IT Transmission Systems Plan | -0.011333 | -0.090113 | -0.060991 | 0 | -0.079159 | -0.14653 | -38021 | -7500 | -7500 | -13750 | -7500 | -0.00012092 | -0.002719 | -0.0018739 | 0 | -0.0025187 | -0.0034656 | -1535 | -303 | -303 | -555 | -303 | -0.011454 | -0.092832 | -0.062865 | 0 | -0.081678 | -0.15 | -39556 | -7803 | -7803 | -14305 | -7803 | 0.011454 | 0.092832 | 0.062865 | 0 | 0.081678 | 0.15 | -5723.7808 | -1727.562 | -2269.083 | -5159.8684 | -3363.8295 | 0 | 0 | 0 | 0 | 0 | 0 | -129273.9416 | -26200.4112 | -26246.4483 | -48261.5345 | -26371.2945 | 0 | 0 | 0 | 0 | 0 | 0 | -174553.7224 | -35730.9732 | -36318.5313 | -67726.4029 | -37538.124 | 1.3641e-12 | 0 | 0 | 0 | 0 | 0 | -174553.7224 | -35730.9732 | -36318.5313 | -67726.4029 | -37538.124 | 0 | 0 | 0 | 0 | 0 | 0 | -6774.6536 | -1386.9732 | -1409.7813 | -2628.4029 | -1457.124
IST | Transmission Systems | IT Meter Data Management | -0.033958 | 0 | -0.063723 | 0 | -0.24331 | 0 | -12247 | -31875 | -13187 | -8125 | -8630 | -0.00044576 | 0 | -0.0021241 | 0 | -0.0063267 | 0 | -495 | -1287 | -533 | -328 | -348 | -0.034404 | 0 | -0.065847 | 0 | -0.24963 | 0 | -12742 | -33162 | -13720 | -8453 | -8978 | 0.034404 | 0 | 0.065847 | 0 | 0.24963 | 0 | -1843.7651 | -7342.089 | -3989.7368 | -3049.0215 | -3870.4961 | 0 | 0 | 0 | 0 | 0 | 0 | -20320.8783 | -55626.1878 | -18251.8248 | -14338.9911 | -10068.5157 | 0 | 0 | 0 | 0 | 0 | 0 | -34906.6434 | -96130.2768 | -35961.5616 | -25841.0126 | -22917.0118 | 0 | 0 | -5.6165e-11 | 0 | 0 | 0 | -34906.6434 | -96130.2768 | -35961.5616 | -25841.0126 | -22917.0118 | 0 | 0 | 0 | 0 | 0 | 0 | -1355.3384 | -3731.0268 | -1396.3255 | -1002.8876 | -888.9656
IST | Asset Management Systems | IT Asset Management | -0.25515 | -0.053468 | -0.25914 | 0 | -0.20271 | 0 | -22500 | -102552 | -165159 | -46013 | 0 | -0.0089819 | -0.0030894 | -0.0050163 | 0 | -0.0064781 | 0 | -909 | -3870 | -6504 | -2321 | 0 | -0.26413 | -0.056557 | -0.26416 | 0 | -0.20918 | 0 | -23409 | -106422 | -171663 | -48334 | 0 | 0.26413 | 0.056557 | 0.26416 | 0 | 0.20918 | -8.1855e-11 | -3387.2409 | -23561.8678 | -49919.5465 | -17434.1592 | 0 | 0 | 0 | 0 | 0 | 0 | 0 | -25475.5323 | -119597.3196 | -194253.5461 | -55086.649 | 0 | 0 | 0 | 0 | 0 | 0 | 2.1537e-09 | -52271.7732 | -249581.1874 | -415836.0926 | -120854.8082 | 0 | 0 | 0 | 0 | 0 | 0 | 0 | 233053.4649 | -139135.2562 | -336632.7952 | -310504.0368 | 0 | 0 | 0 | 0 | 0 | 0 | 0 | -2029.2732 | -9076.4561 | -15754.8658 | -5803.2589 | 0
IST | Asset Management Systems | IT Spatial & Drawings | -0.046091 | -0.023847 | -0.088164 | 0 | -0.11577 | -0.0011 | -18257 | -49590 | -22179 | -31059 | -26210 | -0.0047313 | -4.9743e-05 | -0.0033214 | 0 | -0.0040146 | -0.0001532 | -816 | -2904 | -2739 | -4033 | -3078 | -0.050823 | -0.023897 | -0.091485 | 0 | -0.11978 | -0.0012532 | -19073 | -52494 | -24918 | -35092 | -29288 | 0.050823 | 0.023897 | 0.091485 | 0 | 0.11978 | 0.0012532 | -2759.8585 | -11622.0791 | -7246.125 | -12657.7576 | -12626.1444 | 0 | 0 | 0 | 0 | 0 | 0 | -20757.0923 | -58992.0672 | -28197.0426 | -39994.686 | -33614.1724 | 0 | 0 | 0 | 0 | 0 | 0 | -42589.9508 | -123108.1463 | -60361.1676 | -87744.4436 | -75528.3168 | 0 | 0 | 0 | 0 | 0 | 0 | -28675.6112 | -107466.4408 | -44168.2912 | -70669.2848 | -138352.3971 | 0 | 0 | 0 | 0 | 0 | 0 | -1822.0989 | -6810.0226 | -6634.432 | -10084.4861 | -7938.004
IST | Asset Management Systems | IT Outage Management | -0.011416 | -0.070216 | -0.090415 | 0 | 0 | 0 | -15995 | -15008 | -15008 | -15008 | -15008 | -0.00017179 | -0.0026755 | -0.0045998 | 0 | 0 | 0 | -774 | -606 | -606 | -606 | -606 | -0.011588 | -0.072892 | -0.095015 | 0 | 0 | 0 | -16769 | -15614 | -15614 | -15614 | -15614 | 0.011588 | 0.072892 | 0.095015 | 0 | 0 | 0 | -2426.4329 | -3456.9692 | -4540.5904 | -5632.0186 | -6731.2538 | 0 | 0 | 0 | 0 | 0 | 0 | -9361.8897 | -8967.2306 | -9096.8276 | -9231.1088 | -9363.8286 | 0 | 0 | 0 | 0 | 0 | 0 | -28557.3226 | -28038.1998 | -29251.418 | -30477.1274 | -31709.0824 | 0 | 0 | 0 | 0 | 0 | 0 | -28557.3226 | -28038.1998 | -29251.418 | -30477.1274 | -31709.0824 | 0 | 0 | 0 | 0 | 0 | 0 | -1317.9482 | -1088.2117 | -1135.2992 | -1182.8715 | -1230.6862
IST | Network Services | IT Communication Services | -0.071379 | -0.28848 | -0.077652 | 0 | 0 | 0 | 0 | -22987 | -16952 | -1307 | 0 | -0.0027141 | -0.015019 | -0.0068574 | 0 | 0 | 0 | 0 | -855 | -713 | -102 | 0 | -0.074093 | -0.3035 | -0.08451 | 0 | 0 | 0 | 0 | -23842 | -17665 | -1409 | 0 | 0.074093 | 0.3035 | 0.08451 | 0 | 0 | 0 | 0 | -5278.6299 | -5136.9379 | -508.1897 | 0 | 0 | 0 | 0 | 0 | 0 | 0 | 0 | -39992.6953 | -29830.5102 | -2389.8359 | 0 | 0 | 0 | 0 | 0 | 0 | 0 | 0 | -69113.3252 | -52632.4481 | -4307.0256 | 0 | 0 | 0 | 0 | 0 | 0 | 0 | 0 | -26006.8536 | -66851.9059 | -33194.0394 | 0 | 0 | 0 | 0 | 0 | 0 | 0 | 0 | -2478.6096 | -2124.1039 | -311.9577 | 0
IST | Telecommunications | IT Shared Comms Infrastructure | -2.1941 | -2.2642 | -1.774 | 0 | -1.0406 | -0.64854 | -296508 | -439434 | -91097 | -144558 | -73825 | -0.22109 | -0.15076 | -0.081542 | 0 | -0.04395 | -0.014985 | -11922 | -19795 | -3523 | -5918 | -2860 | -2.4152 | -2.415 | -1.8555 | 0 | -1.0845 | -0.66353 | -308430 | -459229 | -94620 | -150476 | -76685 | 2.4152 | 2.415 | 1.8555 | 0 | 1.0845 | 0.66353 | -44629.8141 | -101673.382 | -27515.5793 | -54276.6566 | -33058.8086 | 0 | 0 | 0 | 0 | 0 | 0 | -420440.2107 | -644069.4337 | -133424.2519 | -213961.615 | -109636.0895 | 0 | 0 | 0 | 0 | 0 | 0 | -773500.0248 | -1204971.8157 | -255559.8312 | -418714.2716 | -219379.8981 | 0 | 0 | 0 | 0 | 0 | 0 | -698280.5088 | -1282584.208 | -161512.0542 | -455955.552 | -242897.6924 | 0 | 0 | 0 | 0 | 0 | 0 | -29896.8704 | -51940.5601 | -9515.4291 | -16467.5088 | -8181.3804
IST | Telecommunications | IT Subst Comms Infrastructure | -0.038397 | -0.055272 | -0.23499 | 0 | -0.5281 | -0.49154 | -45600 | -35000 | -33792 | -36206 | -32182 | -0.0011642 | -0.0014181 | -0.0046218 | 0 | -0.030944 | -0.013864 | -1841 | -1413 | -1321 | -1508 | -1197 | -0.039561 | -0.05669 | -0.23961 | 0 | -0.55904 | -0.50541 | -47441 | -36413 | -35113 | -37714 | -33379 | 0.039561 | 0.05669 | 0.23961 | 0 | 0.55904 | 0.50541 | -6864.7472 | -8061.8826 | -10210.8261 | -13603.3849 | -14389.6431 | 0 | 0 | 0 | 0 | 0 | 0 | -51630.4423 | -40921.2606 | -39733.6769 | -42982.3956 | -38308.9109 | 0 | 0 | 0 | 0 | 0 | 0 | -105936.1895 | -85396.1432 | -85057.503 | -94299.7805 | -86077.554 | 0 | 0 | 0 | 0 | 0 | 0 | -105936.1895 | -85396.1432 | -66403.4896 | -112953.7939 | -76330.9298 | 0 | 0 | 0 | 0 | 0 | 0 | -4111.3895 | -3314.1432 | -3199.534 | -3769.9591 | -3086.9644
IST | Corporate Systems | IT Stakeholder Management | 0 | 0 | -0.053184 | 0 | -0.024059 | 0 | 0 | -9195 | -804 | 0 | -14709 | 0 | 0 | -0.00088065 | 0 | -0.0003965 | 0 | 0 | -342 | -63 | 0 | -594 | 0 | 0 | -0.054064 | 0 | -0.024455 | 0 | 0 | -9537 | -867 | 0 | -15303 | 0 | 0 | 0.054064 | 0 | 0.024455 | 0 | 0 | -2111.4622 | -252.1187 | 0 | -6597.0795 | 0 | 0 | 0 | 0 | 0 | 0 | 0 | -5476.9887 | -505.1003 | 0 | -9177.1245 | 0 | 0 | 0 | 0 | 0 | 0 | 0 | -17125.4509 | -1624.219 | 0 | -31077.204 | 0 | 0 | 0 | 0 | 0 | 0 | 0 | -10449.6909 | -8299.979 | 0 | -31077.204 | 0 | 0 | 0 | 0 | 0 | 0 | 0 | -614.1469 | -117.8926 | 0 | -1206.2524
IST | Corporate Systems | IT Corp Info & Doc Mgmt | -0.052251 | -0.13376 | -0.24075 | 0 | -0.13061 | 0 | -14854 | -19709 | -9612 | 0 | -10646 | -0.0015553 | -0.0022221 | -0.0088403 | 0 | -0.0035536 | 0 | -600 | -796 | -388 | 0 | -408 | -0.053806 | -0.13598 | -0.24959 | 0 | -0.13416 | 0 | -15454 | -20505 | -10000 | 0 | -11054 | 0.053806 | 0.13598 | 0.24959 | 0 | 0.13416 | 0 | -2236.2191 | -4539.77 | -2908 | 0 | -4765.394 | 0 | 0 | 0 | 0 | 0 | 0 | -16818.883 | -23043.243 | -11316 | 0 | -12686.7316 | 0 | 0 | 0 | 0 | 0 | 0 | -34509.1021 | -48088.013 | -24224 | 0 | -28506.1256 | 0 | 0 | 0 | 0 | 0 | 0 | -34509.1021 | -48088.013 | -24224 | 0 | -26417.5591 | 0 | 0 | 0 | 0 | 0 | 0 | -1339.5963 | -1866.5914 | -940.0542 | 0 | -1052.08
IST | Corporate Systems | IT Safety | -0.0142 | 0 | 0 | 0 | -0.025615 | 0 | -7500 | -14660 | -6250 | 0 | 0 | 0 | 0 | 0 | 0 | -0.0009601 | 0 | -303 | -592 | -252 | 0 | 0 | -0.0142 | 0 | 0 | 0 | -0.026576 | 0 | -7803 | -15252 | -6502 | 0 | 0 | 0.0142 | 0 | 0 | 0 | 0.026576 | 0 | -1129.0803 | -3376.8483 | -1890.8551 | 0 | 0 | 0 | 0 | 0 | 0 | 0 | 0 | -12720.9885 | -25584.3273 | -10980.5529 | 0 | 0 | 0 | 0 | 0 | 0 | 0 | 0 | -21653.0688 | -44213.1756 | -19373.408 | 0 | 0 | 0 | 0 | 0 | 0 | 0 | 0 | -21653.0688 | -44213.1756 | -19373.408 | 0 | 0 | 0 | 0 | 0 | 0 | 0 | 0 | -840.5688 | -1716.0896 | -751.533 | 0 | 0
IST | Corporate Systems | IT Risk/Audit Management | 0 | 0 | 0 | 0 | -0.039844 | 0 | 0 | 0 | -7500 | 0 | 0 | 0 | 0 | 0 | 0 | -0.0007205 | 0 | 0 | 0 | -303 | 0 | 0 | 0 | 0 | 0 | 0 | -0.040564 | 0 | 0 | 0 | -7803 | 0 | 0 | 0 | 0 | 0 | 0 | 0.040564 | 0 | 0 | 0 | -2269.083 | 0 | 0 | 0 | 0 | 0 | 0 | 0 | 0 | 0 | 0 | -4545.9444 | 0 | 0 | 0 | 0 | 0 | 0 | 0 | 0 | 0 | 0 | -14618.0274 | 0 | 0 | 0 | 0 | 0 | 0 | 0 | 0 | 0 | 0 | -14618.0274 | 0 | 0 | 0 | 0 | 0 | 0 | 0 | 0 | 0 | 0 | -567.5274 | 0 | 0
IST | Corporate Systems | IT Finance | -0.38587 | -0.04065 | -0.058344 | 0 | -0.13146 | -0.20742 | 0 | 0 | 0 | -7000000 | -6885663 | -0.0086164 | -0.0026105 | -0.0014617 | 0 | -0.0019165 | -0.00468 | 0 | 0 | 0 | -282664 | -831673 | -0.39449 | -0.04326 | -0.059805 | 0 | -0.13338 | -0.2121 | 0 | 0 | 0 | -7282664 | -7717336 | 0.39449 | 0.04326 | 0.059805 | 0 | 0.13338 | 0.2121 | -13275.8139 | -2479.703 | -2114.2128 | -894522.6811 | -1131017.6505 | 0 | 0 | 0 | 0 | 0 | 0 | -154692.0924 | -18497.244 | -11951.7744 | -405151.9282 | -464538.2279 | 0 | 0 | 0 | 0 | 0 | 0 | -167967.9063 | -20976.947 | -14065.9872 | -8582338.6093 | -9312891.8784 | 0 | 0 | 0 | 0 | 0 | 0 | -1455 | -187489.8533 | -1630 | -13611.6053 | -18086317.1992 | 0 | 0 | 0 | 0 | 0 | 0 | -6028.3269 | -1362.0195 | -509.2772 | -333148.1819 | -1003065.9612
IST | Corporate Systems | IT Human Resources | -8.4761e-05 | 8.4761e-05 | -0.18626 | 0 | 0 | 0 | -12500 | 0 | 0 | 0 | 0 | 0 | 0 | -0.0050261 | 0 | 0 | 0 | -505 | 0 | 0 | 0 | 0 | -8.4761e-05 | 8.4761e-05 | -0.19129 | 0 | 0 | 0 | -13005 | 0 | 0 | 0 | 0 | 8.4761e-05 | -8.4761e-05 | 0.19129 | 0 | 0 | 0 | -1881.8005 | 0 | 0 | 0 | 0 | 0 | 0 | 0 | 0 | 0 | 0 | -7260.5565 | 0 | 0 | 0 | 0 | 0 | 0 | 0 | 0 | 0 | 0 | -22147.357 | 0 | 0 | 0 | 0 | 0 | 0 | 0 | 0 | 0 | 0 | -22147.357 | 0 | 0 | 0 | 0 | 0 | 0 | 0 | 0 | 0 | 0 | -859.857 | 0 | 0 | 0 | 0
IST | Corporate Systems | IT Portfolio Planning | -0.0033573 | -0.031171 | -0.14759 | 0 | -0.10913 | 0 | -28750 | -32500 | -12500 | -12500 | -13750 | -5.932e-06 | -2.4999e-05 | -0.0036673 | 0 | -0.0017137 | 0 | -1161 | -1312 | -505 | -505 | -555 | -0.0033632 | -0.031196 | -0.15126 | 0 | -0.11084 | 0 | -29911 | -33812 | -13005 | -13005 | -14305 | 0.0033632 | 0.031196 | 0.15126 | 0 | 0.11084 | 0 | -4328.1148 | -7486.0286 | -3781.805 | -4690.8425 | -6166.9512 | 0 | 0 | 0 | 0 | 0 | 0 | -24565.844 | -28706.6778 | -11094.3585 | -11151.5805 | -12385.4562 | 0 | 0 | 0 | 0 | 0 | 0 | -58804.9588 | -70004.7064 | -27881.1635 | -28847.423 | -32857.4074 | 0 | 8.6064e-13 | 0 | 0 | 0 | 0 | -58804.9588 | -70004.7064 | -27881.1635 | -28847.423 | -32857.4074 | 0 | 0 | 0 | 0 | 0 | 0 | -2282.4588 | -2716.7064 | -1082.4135 | -1119.923 | -1275.0324
IST | ICT Shared Services | IT Enabling Infrastructure | -0.23484 | -0.27914 | -0.36237 | 0 | -0.50141 | -0.23856 | -244675 | -96300 | -92566 | -94647 | -90941 | -0.0070786 | -0.0024475 | -0.0070822 | 0 | -0.012499 | -0.0032441 | -9459 | -4270 | -3561 | -3864 | -3669 | -0.24192 | -0.28159 | -0.36945 | 0 | -0.51391 | -0.2418 | -254134 | -100570 | -96127 | -98511 | -94610 | 0.24192 | 0.28159 | 0.36945 | 0 | 0.51391 | 0.2418 | -36773.2404 | -22266.2054 | -27953.6924 | -35532.9116 | -40786.2615 | 0 | 0 | 0 | 0 | 0 | 0 | -690788.5282 | -280831.807 | -269039.6908 | -276746.8825 | -266401.7895 | 0 | 0 | 0 | 0 | 0 | 0 | -981695.7686 | -403668.0124 | -393120.3832 | -410790.7941 | -401798.051 | 0 | 0 | 0 | 0 | 0 | 0 | -597838.7986 | -735167.8772 | -218119.7294 | -439091.3156 | -580665.8245 | 0 | 0 | 0 | 0 | 0 | 0 | -36540.4311 | -17138.9992 | -14562.1716 | -16111.4379 | -15581.1813
IST | ICT Shared Services | IT Service Management | -0.18203 | -0.15659 | -0.17005 | 0 | -0.17186 | -0.075 | -100730 | -62236 | -112377 | -85007 | -35111 | -0.038987 | -0.0025283 | -0.0042882 | 0 | -0.000528 | 0 | -3958 | -2462 | -4449 | -3534 | -1519 | -0.22102 | -0.15912 | -0.17434 | 0 | -0.17239 | -0.075 | -104688 | -64698 | -116826 | -88541 | -36630 | 0.22102 | 0.15912 | 0.17434 | 0 | 0.17239 | 0.075 | -15148.3789 | -14324.2334 | -33973.0155 | -31936.6716 | -15791.2149 | 0 | 0 | 0 | 0 | 0 | 0 | -113932.2452 | -72708.33 | -132200.3847 | -100909.8719 | -42040.3347 | 0 | 0 | 0 | 0 | 0 | 0 | -233768.6241 | -151730.5634 | -282999.4002 | -221387.5435 | -94461.5496 | 0 | 0 | 0 | 0 | 0 | 0 | -192140.3757 | -126195.7413 | -239792.7909 | -257398.6242 | -161858.2628 | 0 | 0 | 0 | 0 | 0 | 0 | -8837.9812 | -5774.3206 | -10777.0946 | -8836.0746 | -3917.4084
IST | ICT Shared Services | IT Workforce Mobility | 0 | -0.089126 | -0.19235 | 0 | -0.20169 | -0.010188 | 0 | -11493 | -21005 | -45000 | -12500 | 0 | -4.3908e-05 | -0.0039735 | 0 | -0.0011323 | 0 | 0 | -428 | -886 | -1817 | -505 | 0 | -0.08917 | -0.19632 | 0 | -0.20282 | -0.010188 | 0 | -11921 | -21891 | -46817 | -13005 | 0 | 0.08917 | 0.19632 | 0 | 0.20282 | 0.010188 | 0 | -2639.3131 | -6365.9665 | -16886.9163 | -5606.3825 | 0 | 0 | 0 | 0 | 0 | 0 | 0 | -19996.3269 | -36967.8738 | -79415.8443 | -22157.5 | 0 | 0 | 0 | 0 | 0 | 0 | 0 | -34556.64 | -65224.8403 | -143119.7606 | -40768.8825 | 0 | 0 | 0 | 0 | 0 | 0 | 0 | -13003.4268 | -86778.0535 | -143119.7606 | -40768.8825 | 0 | 0 | 0 | 0 | 0 | 0 | 0 | -1239.8728 | -2640.07 | -5554.7606 | -1582.6325
IST | ICT Shared Services | IT Data Centre | 0 | 0 | 0 | 0 | 0 | 0 | -62477 | -12015 | 0 | 0 | 0 | 0 | 0 | 0 | 0 | 0 | 0 | -2523 | -485 | 0 | 0 | 0 | 0 | 0 | 0 | 0 | 0 | 0 | -65000 | -12500 | 0 | 0 | 0 | 0 | 0 | 0 | 0 | 0 | 0 | -9405.5 | -2767.5 | 0 | 0 | 0 | 0 | 0 | 0 | 0 | 0 | 0 | -176683 | -34905 | 0 | 0 | 0 | 0 | 0 | 0 | 0 | 0 | 0 | -251088.5 | -50172.5 | 0 | 0 | -4.6566e-10 | 0 | 0 | 0 | 0 | 0 | 0 | -251088.4685 | -44068.9088 | 0 | 0 | -6103.5648 | 0 | 0 | 0 | 0 | 0 | 0 | -9745.7467 | -1947.2054 | 0 | 0 | -4.3201e-12
IST | Security Services | IT Security Infrastructure | -0.38596 | -0.49094 | -0.16145 | 0 | -0.44805 | -0.29595 | -42000 | -18000 | -41672 | -36556 | -36374 | -0.0054701 | -0.028651 | -0.0022284 | 0 | -0.019903 | -0.013444 | -1696 | -727 | -1550 | -1562 | -1473 | -0.39143 | -0.51959 | -0.16368 | 0 | -0.46795 | -0.3094 | -43696 | -18727 | -43222 | -38118 | -37847 | 0.39143 | 0.51959 | 0.16368 | 0 | 0.46795 | 0.3094 | -6322.8112 | -4146.1356 | -12568.8792 | -13749.3273 | -16315.6373 | 0 | 0 | 0 | 0 | 0 | 0 | -95091.2352 | -41925.674 | -97062.7542 | -85873.737 | -85525.0854 | 0 | 0 | 0 | 0 | 0 | 0 | -145110.0464 | -64798.8096 | -152853.6334 | -137741.0643 | -139687.7227 | 0 | 0 | 0 | 0 | 0 | 0 | -145110.0464 | -64798.8096 | -48084.475 | -201187.2064 | -176326.5699 | 0 | 0 | 0 | 0 | 0 | 0 | -5632.2464 | -2515.2096 | -5481.8174 | -5645.4631 | -5435.8741
Business Support | Office buildings and facilities | BS Office & Facilities | -0.084777 | -0.11032 | -0.22545 | 0 | -0.15323 | -0.052121 | 0 | 0 | 0 | 0 | 0 | -0.010161 | -0.012921 | -0.024233 | 0 | -0.0006992 | -0.001777 | 0 | 0 | 0 | 0 | 0 | -0.094938 | -0.12324 | -0.24968 | 0 | -0.15393 | -0.053898 | 0 | 0 | 0 | 0 | 0 | 0.094938 | 0.12324 | 0.24968 | 0 | 0.15393 | 0.053898 | -10595.9045 | -44098.5442 | -6578.1814 | -2221.2113 | -8354.2514 | 0 | 0 | 0 | 0 | 0 | 0 | 0 | 0 | 0 | 0 | 0 | 0 | 0 | 0 | 0 | 0 | 0 | -10595.9045 | -44098.5442 | -6578.1814 | -2221.2113 | -8354.2514 | 0 | 0 | 0 | 0 | 0 | 0 | -3589.3133 | -51105.1354 | -6578.1814 | -2221.2113 | -8354.2514 | 0 | 0 | 0 | 0 | 0 | 0 | -560.9171 | -1929.9533 | -255.3194 | -86.2113 | -324.2514
Business Support | Minor Fixed Assets | BS Office Equipment | -0.17609 | -0.17656 | -0.11038 | 0 | -0.12359 | -0.0014913 | 30.7543 | 47.3078 | 59.8755 | 71.1993 | 81.3468 | 0 | 0 | -7.3716e-05 | -3.5527e-13 | -0.0038686 | 0 | 0 | 0 | 0 | 0 | 0 | -0.17609 | -0.17656 | -0.11046 | 0 | -0.12746 | -0.0014913 | 30.7543 | 47.3078 | 59.8755 | 71.1993 | 81.3468 | 0.17609 | 0.17656 | 0.11046 | 0 | 0.12746 | 0.0014913 | -3380.7802 | -5436.4799 | -6687.101 | -8321.4188 | -9195.0829 | 0 | 0 | 0 | 0 | 0 | 0 | 0 | 0 | 0 | 0 | 0 | 0 | 0 | 0 | 0 | 0 | 0 | -3350.0259 | -5389.1721 | -6627.2255 | -8250.2195 | -9113.7361 | 0 | 0 | 0 | 0 | 0 | 0 | -3350.0259 | -5389.1721 | -6627.2255 | -8250.2195 | -9113.7361 | 0 | 0 | 0 | -1.2601e-13 | 0 | 0 | -130.0259 | -209.1721 | -257.2255 | -320.2195 | -353.7361
Business Support | Minor Fixed Assets | BS Vehicles | 0 | 0 | -0.074797 | 0 | -0.36 | 0 | 0 | 0 | 0 | 0 | 0 | 0 | 0 | -0.00040123 | 0 | -5.6843e-14 | 0 | 0 | 0 | 0 | 0 | 0 | 0 | 0 | -0.075198 | 0 | -0.36 | 0 | 0 | 0 | 0 | 0 | 0 | 0 | 0 | 0.075198 | 0 | 0.36 | 0 | 0 | -6660 | -8820 | -2.2737e-13 | 4.3656e-11 | 0 | 0 | 0 | 0 | 0 | 0 | 0 | 0 | 0 | 0 | 0 | 0 | 0 | 0 | 0 | 0 | 0 | 3.4561e-11 | -6660 | -8820 | 9.436e-11 | -2.9104e-10 | 0 | 0 | 0 | 0 | 0 | 0 | 3.7176e-11 | -6660 | -8820 | -6.662e-11 | 1.246e-10 | 0 | 0 | 0 | 0 | 5.9508e-14 | 0 | -1.0232e-12 | -2.7285e-12 | 5.0022e-12 | -1.1369e-12 | 9.0949e-13
Business Support | Spares and inventory | BS Mobile Substation | 0 | 0 | -0.023737 | 0 | -0.11668 | 0 | 0 | 0 | 0 | 0 | 0 | 0 | 0 | -0.00052122 | 0 | -0.0032633 | 0 | 0 | 0 | 0 | 0 | 0 | 0 | 0 | -0.024258 | 0 | -0.11994 | 0 | 0 | 0 | 0 | 0 | 0 | 0 | 0 | 0.024258 | 0 | 0.11994 | 0 | 0 | 0 | 0 | 0 | 0 | 0 | 0 | 0 | 0 | 0 | 0 | 0 | 0 | 0 | 0 | 0 | 0 | 0 | 0 | 0 | 0 | 0 | 0 | 0 | 0 | 0 | 0 | 0 | 0 | 0 | 0 | 0 | 0 | 0 | 0 | 0 | 0 | 0 | 0 | 0 | 0 | 0 | 0 | 0 | 0 | 0 | 0 | 0 | 0
Business Support | Properties | BS Strategic Properties | -0.024431 | -4.8659e-05 | -0.00076479 | 0 | -1e-07 | 0 | 0 | 0 | 0 | 0 | 0 | -0.0013972 | -0.0011445 | -9.709e-05 | 0 | 0 | 0 | 0 | 0 | 0 | 0 | 0 | -0.025828 | -0.0011931 | -0.00086188 | 0 | -1e-07 | 0 | 0 | 0 | 0 | 0 | 0 | 0.025828 | 0.0011931 | 0.00086188 | 0 | 1e-07 | 0 | 0 | 0 | -12250 | -6100 | 0 | 0 | 0 | 0 | 0 | 0 | 0 | 0 | 0 | 0 | 0 | 0 | 0 | 0 | 0 | 0 | 0 | 0 | 0 | 0 | -12250 | -6100 | 0 | 0 | 0 | 6.1391e-12 | 0 | 0 | 0 | 0 | 0 | -12250 | -6100 | 0 | 0 | 0 | 0 | 0 | 0 | 0 | 0 | 0 | -3.638e-12 | 2.5466e-11 | 0
Business Support |  | BS Other | -0.0013166 | -0.0040692 | 0.0015958 | 0 | 0 | 0 | 0 | 0 | 0 | 0 | 0 | -3.9741e-05 | -0.00033736 | -0.00049906 | 0 | 9.16e-05 | 0 | 0 | 0 | 0 | 0 | 0 | -0.0013564 | -0.0044065 | 0.0010967 | 0 | 9.16e-05 | 0 | 0 | 0 | 0 | 0 | 0 | 0.0013564 | 0.0044065 | -0.0010967 | 0 | -9.16e-05 | 0 | 0 | 0 | 0 | 0 | 0 | 0 | 0 | 0 | 0 | 0 | 0 | 0 | 0 | 0 | 0 | 0 | 0 | 0 | 0 | 0 | 0 | 0 | 0 | 0 | 0 | 0 | 0 | 1.4406e-08 | -1.3545e-13 | 0 | -7.7733e-12 | -5.9231e-11 | 0 | 0 | 0 | 0 | 0 | 0 | 0 | 0 | 0 | 0 | 0 | 0 | 0 | 0 | 0 | 0 | 0
|  |  | -17.5581 | -20.0273 | -21.2939 | 0 | -22.1751 | -11.733 | -22581197.605 | -20090395.2627 | -20599008.5327 | -29962683.0389 | -31513164.6532 | -0.77521 | -0.85289 | -0.96592 | 0 | -0.75667 | -0.49791 | -1000426.2916 | -1234001.0631 | -2317893 | -1785678.5171 | -2173340 | -18.3333 | -20.8802 | -22.2599 | 0 | -22.9318 | -12.2309 | -23581623.8966 | -21324396.3258 | -22916901.5327 | -31748361.556 | -33686504.6532 | 18.3333 | 20.8802 | 22.2599 | 0 | 22.9318 | 12.2309 | -1811440.1786 | -2485084.0907 | -3313178.4308 | -5172255.4838 | -6287193.9611 | 0 | 0 | 0 | 0 | 0 | 0 | -3139539.3106 | -2708543.3138 | -2610663.3498 | -3292566.7962 | -3290523.4622 | 0 | 0 | 0 | 0 | 0 | 0 | -28532603.3858 | -26518023.7303 | -28840743.3133 | -40213183.836 | -43264222.0765 | 0 | 0 | 0 | 0 | 0 | 0 | -24497039.4734 | -16517183.9991 | -40545999.2066 | -32811401.9626 | -52633279.4207 | 0 | 0 | 0 | 0 | 0 | 0 | -1206176.8044 | -1509146.4491 | -2809683.075 | -2231772.9825 | -2754340.1348

## Opex Detail No Escalator Chg
BASE OPEX - NO CHANGE |  |  | Real $ | [5 empty] | $ Adjustments to Real | [5 empty] | Adjusted Real $ | [5 empty] | CPI | [5 empty] | RPE | [5 empty] | Nominal $
Opex Category and Portfolio |  |  | 14-15 | 15-16 | 16-17 | 17-18 | 18-19 | 19-20 | 14-15 | 15-16 | 16-17 | 17-18 | 18-19 | 19-20 | 14-15 | 15-16 | 16-17 | 17-18 | 18-19 | 19-20 | 14-15 | 15-16 | 16-17 | 17-18 | 18-19 | 19-20 | 14-15 | 15-16 | 16-17 | 17-18 | 18-19 | 19-20 | 14-15 | 15-16 | 16-17 | 17-18 | 18-19 | 19-20
Grid | Maintenance Projects - Transmission Lines | TL Aerial Line Survey
Grid | Maintenance Projects - AC Stations | ACS Buildings & Grounds | 2.5451 | 1.9094 | 3.151 | 2.7525 | 1.7122 | 1.8743 | [6 empty] | 2.5451 | 1.9094 | 3.151 | 2.7525 | 1.7122 | 1.8743 | 0.084013 | 0.10494 | 0.24299 | 0.27452 | 0.2103 | 0.27441 | 0 | 0.057153 | 0.12467 | 0.13656 | 0.10195 | 0.12928 | 2.6291 | 2.0715 | 3.5187 | 3.1636 | 2.0244 | 2.278
Grid | Maintenance Projects - Transmission Lines | TL Tower | 9.085 | 9.9471 | 9.4627 | 9.315 | 9.2973 | 9.1508 | [6 empty] | 9.085 | 9.9471 | 9.4627 | 9.315 | 9.2973 | 9.1508 | 0.2999 | 0.54671 | 0.72972 | 0.92904 | 1.142 | 1.3398 | 0 | 0.56125 | 0.55875 | 0.56074 | 0.56716 | 0.56429 | 9.3849 | 11.055 | 10.7512 | 10.8048 | 11.0065 | 11.0549
Grid | Maintenance Projects - Transmission Lines | TL Conductor | 6.3208 | 6.8218 | 7.0365 | 6.0774 | 7.1063 | 6.6128 | [6 empty] | 6.3208 | 6.8218 | 7.0365 | 6.0774 | 7.1063 | 6.6128 | 0.20865 | 0.37494 | 0.54262 | 0.60613 | 0.87287 | 0.96818 | 0 | 0.32958 | 0.36996 | 0.3381 | 0.41451 | 0.40208 | 6.5294 | 7.5264 | 7.949 | 7.0216 | 8.3937 | 7.9831
Grid | Maintenance Projects - Transmission Lines | TL Foundation | 3.9933 | 3.9824 | 3.5667 | 4.0135 | 4.1005 | 4.1467 | [6 empty] | 3.9933 | 3.9824 | 3.5667 | 4.0135 | 4.1005 | 4.1467 | 0.13182 | 0.21888 | 0.27505 | 0.40028 | 0.50366 | 0.60711 | 0 | 0.12594 | 0.12869 | 0.1614 | 0.18115 | 0.19869 | 4.1251 | 4.3272 | 3.9705 | 4.5752 | 4.7853 | 4.9525
Grid | Maintenance Projects - Transmission Lines | TL Insulators | 0 | 0.13084 | 0 | 0.13084 | 0.13084 | 0 | [6 empty] | 0 | 0.13084 | 0 | 0.13084 | 0.13084 | 0 | 0 | 0.0071913 | 0 | 0.01305 | 0.016072 | 0 | 0 | 0.0072636 | 0 | 0.0086659 | 0.0090401 | 0 | 0 | 0.1453 | 0 | 0.15256 | 0.15596 | 0
Grid | Maintenance Projects - Transmission Lines | TL Pole | 1.529 | 0.34517 | 0.34517 | 0 | 0 | 0 | [6 empty] | 1.529 | 0.34517 | 0.34517 | 0 | 0 | 0 | 0.050473 | 0.018971 | 0.026618 | 0 | 0 | 0 | 0 | 0.018887 | 0.020629 | 0 | 0 | 0 | 1.5795 | 0.38303 | 0.39241 | 0 | 0 | 0
Grid | Maintenance Projects - Transmission Lines | TL Access | 0.2 | 0 | 0 | 0 | 0 | 0 | [6 empty] | 0.2 | 0 | 0 | 0 | 0 | 0 | 0.006602 | 0 | 0 | 0 | 0 | 0 | 0 | 0 | 0 | 0 | 0 | 0 | 0.2066 | 0 | 0 | 0 | 0 | 0
Grid | Maintenance Projects - AC Stations | ACS Power Transformer | 0.59051 | 0 | 0 | 0 | 0 | 0 | [6 empty] | 0.59051 | 0 | 0 | 0 | 0 | 0 | 0.019493 | 0 | 0 | 0 | 0 | 0 | 0 | 0 | 0 | 0 | 0 | 0 | 0.61001 | 0 | 0 | 0 | 0 | 0
Grid | Maintenance Projects - AC Stations | ACS Outdoor Circuit Breakers | 0 | 0 | 0 | 0 | 0 | 0 | [6 empty] | 0 | 0 | 0 | 0 | 0 | 0 | 0 | 0 | 0 | 0 | 0 | 0 | 0 | 0 | 0 | 0 | 0 | 0 | 0 | 0 | 0 | 0 | 0 | 0
Grid | Maintenance Projects - AC Stations | ACS Indoor Switchgear | 0.13359 | 1.8441 | 2.3133 | 1.2091 | 0.1 | 0.1 | [6 empty] | 0.13359 | 1.8441 | 2.3133 | 1.2091 | 0.1 | 0.1 | 0.0044099 | 0.10136 | 0.1784 | 0.12059 | 0.012283 | 0.014641 | 0 | 0.15642 | 0.21416 | 0.11517 | 0.0093924 | 0.009213 | 0.138 | 2.1019 | 2.7059 | 1.4448 | 0.12168 | 0.12385
Grid | Maintenance Projects - HVDC Stations | HVDC | 1.4721 | 0.62168 | 0.39 | 0.95 | 0.45 | 0.15 | [6 empty] | 1.4721 | 0.62168 | 0.39 | 0.95 | 0.45 | 0.15 | 0.048593 | 0.034169 | 0.030075 | 0.094748 | 0.055273 | 0.021961 | 0 | 0.0024844 | 0.0019685 | 0.0058731 | 0.0032932 | 0.0012683 | 1.5207 | 0.65834 | 0.42204 | 1.0506 | 0.50857 | 0.17323
Grid | Maintenance Projects - Other | MP Other | 0.042594 | 0 | 0.76305 | 0.76305 | 0 | 0 | [6 empty] | 0.042594 | 0 | 0.76305 | 0.76305 | 0 | 0 | 0.001406 | 0 | 0.058843 | 0.076103 | 0 | 0 | 0 | 0 | 0 | 0 | 0 | 0 | 0.044 | 0 | 0.8219 | 0.83916 | 0 | 0
Grid | Routine Maintenance | RM Stations | 32.9844 | 33.8507 | 34.1363 | 34.7499 | 32.3099 | 31.2273 | [6 empty] | 32.9844 | 33.8507 | 34.1363 | 34.7499 | 32.3099 | 31.2273 | 1.0888 | 1.8605 | 2.6324 | 3.4658 | 3.9686 | 4.572 | 0.2998 | 0.38889 | 0.42084 | 0.45273 | 0.44301 | 0.45021 | 34.373 | 36.1001 | 37.1896 | 38.6684 | 36.7215 | 36.2495
Grid | Routine Maintenance | RM Transmission Lines | 27.2357 | 26.3869 | 25.5155 | 24.577 | 24.5505 | 24.6095 | [6 empty] | 27.2357 | 26.3869 | 25.5155 | 24.577 | 24.5505 | 24.6095 | 0.89905 | 1.4503 | 1.9676 | 2.4512 | 3.0155 | 3.6031 | 0.21875 | 0.26641 | 0.27743 | 0.28346 | 0.29901 | 0.3161 | 28.3535 | 28.1036 | 27.7606 | 27.3117 | 27.865 | 28.5287
Grid | Routine Maintenance | RM HVDC | 9.8036 | 9.8036 | 9.7147 | 9.6258 | 9.5369 | 9.5369 | [6 empty] | 9.8036 | 9.8036 | 9.7147 | 9.6258 | 9.5369 | 9.5369 | 0.32362 | 0.53882 | 0.74916 | 0.96003 | 1.1714 | 1.3963 | 0.042036 | 0.052984 | 0.056401 | 0.059127 | 0.061717 | 0.064953 | 10.1693 | 10.3954 | 10.5202 | 10.645 | 10.7701 | 10.9982
Grid | Routine Maintenance | RM Operating | 1.3 | 1.3 | 1.25 | 1.25 | 1.2 | 1.2 | [6 empty] | 1.3 | 1.3 | 1.25 | 1.25 | 1.2 | 1.2 | 0.042913 | 0.07145 | 0.096395 | 0.12467 | 0.1474 | 0.17569 | 0.0059255 | 0.0059423 | 0.0072177 | 0.0088411 | 0.010048 | 0.011611 | 1.3488 | 1.3774 | 1.3536 | 1.3835 | 1.3574 | 1.3873
Grid | Routine Maintenance | RM Training | 4.5905 | 4.1866 | 4.3566 | 4.5366 | 4.7066 | 4.8866 | [6 empty] | 4.5905 | 4.1866 | 4.3566 | 4.5366 | 4.7066 | 4.8866 | 0.15153 | 0.2301 | 0.33596 | 0.45246 | 0.57811 | 0.71545 | 0.02745 | 0.025106 | 0.033009 | 0.042115 | 0.051738 | 0.062083 | 4.7695 | 4.4418 | 4.7256 | 5.0312 | 5.3365 | 5.6642
IST Grid | IST Grid | IT Asset Management | 1.3767 | 1.5404 | 1.5404 | 1.5404 | 1.5404 | 1.5404 | [6 empty] | 1.3767 | 1.5404 | 1.5404 | 1.5404 | 1.5404 | 1.5404 | 0.045445 | 0.084665 | 0.11879 | 0.15364 | 0.18921 | 0.22553 | 0.051092 | 0.08078 | 0.084832 | 0.087322 | 0.089991 | 0.0926 | 1.4732 | 1.7059 | 1.7441 | 1.7814 | 1.8196 | 1.8586
IST Grid | IST Grid | IT Transmission Systems Plan | 3.3565 | 3.9242 | 4.5639 | 4.6892 | 4.7328 | 4.7341 | [6 empty] | 3.3565 | 3.9242 | 4.5639 | 4.6892 | 4.7328 | 4.7341 | 0.1108 | 0.21568 | 0.35195 | 0.46768 | 0.58133 | 0.69311 | 0.11694 | 0.19253 | 0.2368 | 0.25248 | 0.26477 | 0.27455 | 3.5842 | 4.3324 | 5.1527 | 5.4094 | 5.579 | 5.7017
IST Grid | IST Grid | IT Telecommunication Services | 25.2991 | 25.5261 | 25.3039 | 25.0039 | 25.0048 | 25.0048 | [6 empty] | 25.2991 | 25.5261 | 25.3039 | 25.0039 | 25.0048 | 25.0048 | 0.83513 | 1.403 | 1.9513 | 2.4938 | 3.0713 | 3.6609 | 0.97998 | 1.4002 | 1.4511 | 1.4682 | 1.505 | 1.5409 | 27.1142 | 28.3293 | 28.7063 | 28.9659 | 29.5811 | 30.2066
IST Grid | IST Grid | IT Network Services | 1.4852 | 1.4852 | 1.4852 | 1.4852 | 1.4852 | 1.4852 | [6 empty] | 1.4852 | 1.4852 | 1.4852 | 1.4852 | 1.4852 | 1.4852 | 0.049027 | 0.081629 | 0.11453 | 0.14813 | 0.18243 | 0.21745 | 0.025254 | 0.033745 | 0.040109 | 0.046899 | 0.054194 | 0.061346 | 1.5595 | 1.6006 | 1.6398 | 1.6802 | 1.7218 | 1.764
IST Business Support | IST Business Support | IT Corporate Services | 3.9646 | 3.7615 | 3.5509 | 3.5509 | 3.559 | 3.559 | [6 empty] | 3.9646 | 3.7615 | 3.5509 | 3.5509 | 3.559 | 3.559 | 0.13087 | 0.20674 | 0.27383 | 0.35415 | 0.43715 | 0.52107 | 0.10467 | 0.13755 | 0.14236 | 0.15376 | 0.16637 | 0.17837 | 4.2002 | 4.1058 | 3.9671 | 4.0588 | 4.1625 | 4.2584
IST Business Support | IST Business Support | IT ICT Shared Services | 8.633 | 9.3626 | 9.1686 | 9.1686 | 9.1761 | 9.1761 | [6 empty] | 8.633 | 9.3626 | 9.1686 | 9.1686 | 9.1761 | 9.1761 | 0.28498 | 0.51458 | 0.70704 | 0.91443 | 1.1271 | 1.3435 | 0.21953 | 0.32893 | 0.35514 | 0.38588 | 0.41921 | 0.45153 | 9.1375 | 10.2061 | 10.2308 | 10.4689 | 10.7223 | 10.971
IST Business Support | IST Business Support | IT Security Services | 2.6958 | 2.9385 | 2.9827 | 2.5657 | 2.5672 | 2.4672 | [6 empty] | 2.6958 | 2.9385 | 2.9827 | 2.5657 | 2.5672 | 2.4672 | 0.08899 | 0.16151 | 0.23002 | 0.25589 | 0.31533 | 0.36122 | 0.053698 | 0.079366 | 0.092642 | 0.090346 | 0.10185 | 0.10866 | 2.8385 | 3.1794 | 3.3054 | 2.912 | 2.9844 | 2.9371
Corporate | Corporate | CS Departmental (incl ROCs) | 83.9833 | 82.0004 | 82.1415 | 85.2724 | 85.0305 | 83.2033 | [6 empty] | 83.9833 | 82.0004 | 82.1415 | 85.2724 | 85.0305 | 83.2033 | 2.7723 | 4.5069 | 6.3344 | 8.5047 | 10.4443 | 12.1817 | 0.74749 | 0.95588 | 0.97487 | 1.1053 | 1.2113 | 1.2704 | 87.5031 | 87.4632 | 89.4508 | 94.8823 | 96.6861 | 96.6554
Corporate | Corporate | CS Investigations | 10.8674 | 10.8674 | 10.8674 | 10.8674 | 10.8674 | 10.8674 | [6 empty] | 10.8674 | 10.8674 | 10.8674 | 10.8674 | 10.8674 | 10.8674 | 0.35873 | 0.59729 | 0.83804 | 1.0839 | 1.3348 | 1.5911 | 0.11657 | 0.15273 | 0.1555 | 0.16985 | 0.18671 | 0.20014 | 11.3427 | 11.6174 | 11.8609 | 12.1211 | 12.3889 | 12.6586
Corporate | Corporate | CS Insurance | 13.8777 | 14.4605 | 14.726 | 15.1305 | 15.5409 | 15.9623 | [6 empty] | 13.8777 | 14.4605 | 14.726 | 15.1305 | 15.5409 | 15.9623 | 0.4581 | 0.79477 | 1.1356 | 1.509 | 1.9089 | 2.337 | 0 | 0 | 0 | 0 | 0 | 0 | 14.3358 | 15.2553 | 15.8616 | 16.6395 | 17.4498 | 18.2993
Corporate | Corporate | CS Insurance (self insurance)(1) | 3.6 | 2.954 | 2.381 | 2.448 | 2.482 | 1.834 | [6 empty] | 3.6 | 2.954 | 2.381 | 2.448 | 2.482 | 1.834 | 0.11884 | 0.16236 | 0.18361 | 0.24415 | 0.30486 | 0.26851 | 0 | 0 | 0 | 0 | 0 | 0 | 3.7188 | 3.1164 | 2.5646 | 2.6922 | 2.7869 | 2.1025
Corporate | Corporate | CS Ancillary Services | 2.883 | 3.018 | 3.154 | 3.29 | 3.426 | 3.562 | [6 empty] | 2.883 | 3.018 | 3.154 | 3.29 | 3.426 | 3.562 | 0.095168 | 0.16587 | 0.24322 | 0.32813 | 0.42081 | 0.52151 | 0 | 0 | 0 | 0 | 0 | 0 | 2.9782 | 3.1839 | 3.3972 | 3.6181 | 3.8468 | 4.0835
Corporate | Corporate | Demand response Platform | 0 | 0 | 0 | 0 | 0 | 0 | [6 empty] | 0 | 0 | 0 | 0 | 0 | 0 | 0 | 0 | 0 | 0 | 0 | 0 | 0 | 0 | 0 | 0 | 0 | 0 | 0 | 0 | 0 | 0 | 0 | 0
|  |  | 263.8483 | 262.9691 | 263.8671 | 264.9629 | 260.6133 | 256.8907 | [6 empty] | 263.8483 | 262.9691 | 263.8671 | 264.9629 | 260.6133 | 256.8907 | 8.7097 | 14.4532 | 20.3483 | 26.4261 | 32.011 | 37.6111 | 3.0092 | 5.3601 | 5.7471 | 5.9328 | 6.1514 | 6.3883 | 275.5671 | 282.7824 | 289.9625 | 297.3218 | 298.7757 | 300.8901
BASE OPEX - with CC $ Adjustment and Original Escalator Rates ($m) |  |  | Real $ 14-15: Real $; $ Adjustments to Real 14-15: $ Adjustments to Real; Adjusted Real $ 14-15: Adjusted Real $; CPI 14-15: CPI; RPE 14-15: RPE; Nominal $ 14-15: Nominal $
Opex Category and Portfolio |  |  | 14-15 | 15-16 | 16-17 | 17-18 | 18-19 | 19-20 | 14-15 | 15-16 | 16-17 | 17-18 | 18-19 | 19-20 | 14-15 | 15-16 | 16-17 | 17-18 | 18-19 | 19-20 | 14-15 | 15-16 | 16-17 | 17-18 | 18-19 | 19-20 | 14-15 | 15-16 | 16-17 | 17-18 | 18-19 | 19-20 | 14-15 | 15-16 | 16-17 | 17-18 | 18-19 | 19-20
Grid | Maintenance Projects - Transmission Lines | TL Aerial Line Survey
Grid | Maintenance Projects - AC Stations | ACS Buildings & Grounds | 2.5451 | 1.9094 | 3.151 | 2.7525 | 1.7122 | 1.8743 | [6 empty] | 2.5451 | 1.9094 | 3.151 | 2.7525 | 1.7122 | 1.8743 | 0.084013 | 0.10494 | 0.24299 | 0.27452 | 0.2103 | 0.27441 | 0 | 0.057153 | 0.12467 | 0.13656 | 0.10195 | 0.12928 | 2.6291 | 2.0715 | 3.5187 | 3.1636 | 2.0244 | 2.278
Grid | Maintenance Projects - Transmission Lines | TL Tower | 9.085 | 9.9471 | 9.4627 | 9.315 | 9.2973 | 9.1508 | [6 empty] | 9.085 | 9.9471 | 9.4627 | 9.315 | 9.2973 | 9.1508 | 0.2999 | 0.54671 | 0.72972 | 0.92904 | 1.142 | 1.3398 | 0 | 0.56125 | 0.55875 | 0.56074 | 0.56716 | 0.56429 | 9.3849 | 11.055 | 10.7512 | 10.8048 | 11.0065 | 11.0549
Grid | Maintenance Projects - Transmission Lines | TL Conductor | 6.3208 | 6.8218 | 7.0365 | 6.0774 | 7.1063 | 6.6128 | [6 empty] | 6.3208 | 6.8218 | 7.0365 | 6.0774 | 7.1063 | 6.6128 | 0.20865 | 0.37494 | 0.54262 | 0.60613 | 0.87287 | 0.96818 | 0 | 0.32958 | 0.36996 | 0.3381 | 0.41451 | 0.40208 | 6.5294 | 7.5264 | 7.949 | 7.0216 | 8.3937 | 7.9831
Grid | Maintenance Projects - Transmission Lines | TL Foundation | 3.9933 | 3.9824 | 3.5667 | 4.0135 | 4.1005 | 4.1467 | [6 empty] | 3.9933 | 3.9824 | 3.5667 | 4.0135 | 4.1005 | 4.1467 | 0.13182 | 0.21888 | 0.27505 | 0.40028 | 0.50366 | 0.60711 | 0 | 0.12594 | 0.12869 | 0.1614 | 0.18115 | 0.19869 | 4.1251 | 4.3272 | 3.9705 | 4.5752 | 4.7853 | 4.9525
Grid | Maintenance Projects - Transmission Lines | TL Insulators | 0 | 0.13084 | 0 | 0.13084 | 0.13084 | 0 | [6 empty] | 0 | 0.13084 | 0 | 0.13084 | 0.13084 | 0 | 0 | 0.0071913 | 0 | 0.01305 | 0.016072 | 0 | 0 | 0.0072636 | 0 | 0.0086659 | 0.0090401 | 0 | 0 | 0.1453 | 0 | 0.15256 | 0.15596 | 0
Grid | Maintenance Projects - Transmission Lines | TL Pole | 1.529 | 0.34517 | 0.34517 | 0 | 0 | 0 | [6 empty] | 1.529 | 0.34517 | 0.34517 | 0 | 0 | 0 | 0.050473 | 0.018971 | 0.026618 | 0 | 0 | 0 | 0 | 0.018887 | 0.020629 | 0 | 0 | 0 | 1.5795 | 0.38303 | 0.39241 | 0 | 0 | 0
Grid | Maintenance Projects - Transmission Lines | TL Access | 0.2 | 0 | 0 | 0 | 0 | 0 | [6 empty] | 0.2 | 0 | 0 | 0 | 0 | 0 | 0.006602 | 0 | 0 | 0 | 0 | 0 | 0 | 0 | 0 | 0 | 0 | 0 | 0.2066 | 0 | 0 | 0 | 0 | 0
Grid | Maintenance Projects - AC Stations | ACS Power Transformer | 0.59051 | 0 | 0 | 0 | 0 | 0 | [6 empty] | 0.59051 | 0 | 0 | 0 | 0 | 0 | 0.019493 | 0 | 0 | 0 | 0 | 0 | 0 | 0 | 0 | 0 | 0 | 0 | 0.61001 | 0 | 0 | 0 | 0 | 0
Grid | Maintenance Projects - AC Stations | ACS Outdoor Circuit Breakers | 0 | 0 | 0 | 0 | 0 | 0 | [6 empty] | 0 | 0 | 0 | 0 | 0 | 0 | 0 | 0 | 0 | 0 | 0 | 0 | 0 | 0 | 0 | 0 | 0 | 0 | 0 | 0 | 0 | 0 | 0 | 0
Grid | Maintenance Projects - AC Stations | ACS Indoor Switchgear | 0.13359 | 1.8441 | 2.3133 | 1.2091 | 0.1 | 0.1 | [6 empty] | 0.13359 | 1.8441 | 2.3133 | 1.2091 | 0.1 | 0.1 | 0.0044099 | 0.10136 | 0.1784 | 0.12059 | 0.012283 | 0.014641 | 0 | 0.15642 | 0.21416 | 0.11517 | 0.0093924 | 0.009213 | 0.138 | 2.1019 | 2.7059 | 1.4448 | 0.12168 | 0.12385
Grid | Maintenance Projects - HVDC Stations | HVDC | 1.4721 | 0.62168 | 0.39 | 0.95 | 0.45 | 0.15 | [6 empty] | 1.4721 | 0.62168 | 0.39 | 0.95 | 0.45 | 0.15 | 0.048593 | 0.034169 | 0.030075 | 0.094748 | 0.055273 | 0.021961 | 0 | 0.0024844 | 0.0019685 | 0.0058731 | 0.0032932 | 0.0012683 | 1.5207 | 0.65834 | 0.42204 | 1.0506 | 0.50857 | 0.17323
Grid | Maintenance Projects - Other | MP Other | 0.042594 | 0 | 0.76305 | 0.76305 | 0 | 0 | [6 empty] | 0.042594 | 0 | 0.76305 | 0.76305 | 0 | 0 | 0.001406 | 0 | 0.058843 | 0.076103 | 0 | 0 | 0 | 0 | 0 | 0 | 0 | 0 | 0.044 | 0 | 0.8219 | 0.83916 | 0 | 0
Grid | Routine Maintenance | RM Stations | 32.9844 | 33.8507 | 34.1363 | 34.7499 | 32.3099 | 31.2273 | [6 empty] | 32.9844 | 33.8507 | 34.1363 | 34.7499 | 32.3099 | 31.2273 | 1.0888 | 1.8605 | 2.6324 | 3.4658 | 3.9686 | 4.572 | 0.2998 | 0.38889 | 0.42084 | 0.45273 | 0.44301 | 0.45021 | 34.373 | 36.1001 | 37.1896 | 38.6684 | 36.7215 | 36.2495
Grid | Routine Maintenance | RM Transmission Lines | 27.2357 | 26.3869 | 25.5155 | 24.577 | 24.5505 | 24.6095 | [6 empty] | 27.2357 | 26.3869 | 25.5155 | 24.577 | 24.5505 | 24.6095 | 0.89905 | 1.4503 | 1.9676 | 2.4512 | 3.0155 | 3.6031 | 0.21875 | 0.26641 | 0.27743 | 0.28346 | 0.29901 | 0.3161 | 28.3535 | 28.1036 | 27.7606 | 27.3117 | 27.865 | 28.5287
Grid | Routine Maintenance | RM HVDC | 9.8036 | 9.8036 | 9.7147 | 9.6258 | 9.5369 | 9.5369 | [6 empty] | 9.8036 | 9.8036 | 9.7147 | 9.6258 | 9.5369 | 9.5369 | 0.32362 | 0.53882 | 0.74916 | 0.96003 | 1.1714 | 1.3963 | 0.042036 | 0.052984 | 0.056401 | 0.059127 | 0.061717 | 0.064953 | 10.1693 | 10.3954 | 10.5202 | 10.645 | 10.7701 | 10.9982
Grid | Routine Maintenance | RM Operating | 1.3 | 1.3 | 1.25 | 1.25 | 1.2 | 1.2 | [6 empty] | 1.3 | 1.3 | 1.25 | 1.25 | 1.2 | 1.2 | 0.042913 | 0.07145 | 0.096395 | 0.12467 | 0.1474 | 0.17569 | 0.0059255 | 0.0059423 | 0.0072177 | 0.0088411 | 0.010048 | 0.011611 | 1.3488 | 1.3774 | 1.3536 | 1.3835 | 1.3574 | 1.3873
Grid | Routine Maintenance | RM Training | 4.5905 | 4.1866 | 4.3566 | 4.5366 | 4.7066 | 4.8866 | [6 empty] | 4.5905 | 4.1866 | 4.3566 | 4.5366 | 4.7066 | 4.8866 | 0.15153 | 0.2301 | 0.33596 | 0.45246 | 0.57811 | 0.71545 | 0.02745 | 0.025106 | 0.033009 | 0.042115 | 0.051738 | 0.062083 | 4.7695 | 4.4418 | 4.7256 | 5.0312 | 5.3365 | 5.6642
IST Grid | IST Grid | IT Asset Management | 1.3767 | 1.5404 | 1.5404 | 1.5404 | 1.5404 | 1.5404 |  |  | -0.030809 | -0.030809 | -0.030809 | -0.030809 | 1.3767 | 1.5404 | 1.5096 | 1.5096 | 1.5096 | 1.5096 | 0.045445 | 0.084665 | 0.11642 | 0.15056 | 0.18543 | 0.22102 | 0.051092 | 0.08078 | 0.083135 | 0.085576 | 0.088191 | 0.090748 | 1.4732 | 1.7059 | 1.7092 | 1.7458 | 1.7833 | 1.8214
IST Grid | IST Grid | IT Transmission Systems Plan | 3.3565 | 3.9242 | 4.5639 | 4.6892 | 4.7328 | 4.7341 |  | -0.078483 | -0.091278 | -0.093784 | -0.094657 | -0.094681 | 3.3565 | 3.8457 | 4.4726 | 4.5954 | 4.6382 | 4.6394 | 0.1108 | 0.21136 | 0.34491 | 0.45832 | 0.56971 | 0.67925 | 0.11694 | 0.18868 | 0.23206 | 0.24743 | 0.25947 | 0.26906 | 3.5842 | 4.2457 | 5.0496 | 5.3012 | 5.4674 | 5.5877
IST Grid | IST Grid | IT Telecommunication Services | 25.2991 | 25.5261 | 25.3039 | 25.0039 | 25.0048 | 25.0048 |  | -0.51052 | -0.50608 | -0.50008 | -0.5001 | -0.5001 | 25.2991 | 25.0156 | 24.7978 | 24.5038 | 24.5047 | 24.5047 | 0.83513 | 1.3749 | 1.9123 | 2.4439 | 3.0099 | 3.5877 | 0.97998 | 1.3722 | 1.4221 | 1.4388 | 1.4749 | 1.5101 | 27.1142 | 27.7627 | 28.1322 | 28.3865 | 28.9895 | 29.6024
IST Grid | IST Grid | IT Network Services | 1.4852 | 1.4852 | 1.4852 | 1.4852 | 1.4852 | 1.4852 |  | -0.029704 | -0.029704 | -0.029704 | -0.029704 | -0.029704 | 1.4852 | 1.4555 | 1.4555 | 1.4555 | 1.4555 | 1.4555 | 0.049027 | 0.079996 | 0.11224 | 0.14516 | 0.17878 | 0.2131 | 0.025254 | 0.033071 | 0.039307 | 0.045961 | 0.05311 | 0.06012 | 1.5595 | 1.5686 | 1.607 | 1.6466 | 1.6874 | 1.7287
IST Business Support | IST Business Support | IT Corporate Services | 3.9646 | 3.7615 | 3.5509 | 3.5509 | 3.559 | 3.559 |  | -0.07523 | -0.071018 | -0.071018 | -0.071179 | -0.071179 | 3.9646 | 3.6863 | 3.4799 | 3.4799 | 3.4878 | 3.4878 | 0.13087 | 0.2026 | 0.26835 | 0.34706 | 0.4284 | 0.51064 | 0.10467 | 0.1348 | 0.13951 | 0.15068 | 0.16304 | 0.1748 | 4.2002 | 4.0237 | 3.8877 | 3.9776 | 4.0792 | 4.1732
IST Business Support | IST Business Support | IT ICT Shared Services | 8.633 | 9.3626 | 9.1686 | 9.1686 | 9.1761 | 9.1761 |  | -0.18725 | -0.18337 | -0.18337 | -0.18352 | -0.18352 | 8.633 | 9.1753 | 8.9852 | 8.9852 | 8.9925 | 8.9925 | 0.28498 | 0.50429 | 0.6929 | 0.89614 | 1.1045 | 1.3166 | 0.21953 | 0.32235 | 0.34804 | 0.37816 | 0.41082 | 0.4425 | 9.1375 | 10.002 | 10.0262 | 10.2595 | 10.5079 | 10.7516
IST Business Support | IST Business Support | IT Security Services | 2.6958 | 2.9385 | 2.9827 | 2.5657 | 2.5672 | 2.4672 |  | -0.058771 | -0.059655 | -0.051315 | -0.051345 | -0.049345 | 2.6958 | 2.8798 | 2.9231 | 2.5144 | 2.5159 | 2.4179 | 0.08899 | 0.15828 | 0.22542 | 0.25078 | 0.30903 | 0.354 | 0.053698 | 0.077779 | 0.090789 | 0.088539 | 0.099811 | 0.10649 | 2.8385 | 3.1158 | 3.2393 | 2.8537 | 2.9247 | 2.8784
Corporate | Corporate | CS Departmental (incl ROCs) | 83.9833 | 82.0004 | 82.1415 | 85.2724 | 85.0305 | 83.2033 |  | -8.2004 | -8.2145 | -8.5276 | -8.5034 | -8.3207 | 83.9833 | 73.8 | 73.927 | 76.7448 | 76.5271 | 74.8826 | 2.7723 | 4.0562 | 5.7009 | 7.6541 | 9.3998 | 10.9635 | 0.74749 | 0.86029 | 0.87738 | 0.99475 | 1.0902 | 1.1433 | 87.5031 | 78.7165 | 80.5053 | 85.3937 | 87.017 | 86.9895
Corporate | Corporate | CS Investigations | 10.8674 | 10.8674 | 10.8674 | 10.8674 | 10.8674 | 10.8674 |  | -1.0867 | -1.0867 | -1.0867 | -1.0867 | -1.0867 | 10.8674 | 9.7806 | 9.7806 | 9.7806 | 9.7806 | 9.7806 | 0.35873 | 0.53756 | 0.75424 | 0.97547 | 1.2013 | 1.432 | 0.11657 | 0.13745 | 0.13995 | 0.15287 | 0.16804 | 0.18012 | 11.3427 | 10.4556 | 10.6748 | 10.909 | 11.15 | 11.3927
Corporate | Corporate | CS Insurance | 13.8777 | 14.4605 | 14.726 | 15.1305 | 15.5409 | 15.9623 |  | -1.446 | -1.4726 | -1.513 | -1.5541 | -1.5962 | 13.8777 | 13.0144 | 13.2534 | 13.6174 | 13.9868 | 14.3661 | 0.4581 | 0.71529 | 1.022 | 1.3581 | 1.718 | 2.1033 | 0 | 0 | 0 | 0 | 0 | 0 | 14.3358 | 13.7297 | 14.2754 | 14.9756 | 15.7048 | 16.4694
Corporate | Corporate | CS Insurance (self insurance)(1) | 3.6 | 2.954 | 2.381 | 2.448 | 2.482 | 1.834 |  | -2.954 | -2.381 | -2.448 | -2.482 | -1.834 | 3.6 | 0 | 0 | 0 | 0 | 0 | 0.11884 | 0 | 0 | 0 | 0 | 0 | 0 | 0 | 0 | 0 | 0 | 0 | 3.7188 | 0 | 0 | 0 | 0 | 0
Corporate | Corporate | CS Ancillary Services | 2.883 | 3.018 | 3.154 | 3.29 | 3.426 | 3.562 |  | -0.3018 | -0.3154 | -0.329 | -0.3426 | -0.3562 | 2.883 | 2.7162 | 2.8386 | 2.961 | 3.0834 | 3.2058 | 0.095168 | 0.14929 | 0.2189 | 0.29532 | 0.37873 | 0.46936 | 0 | 0 | 0 | 0 | 0 | 0 | 2.9782 | 2.8655 | 3.0575 | 3.2563 | 3.4621 | 3.6752
Corporate | Corporate | Demand response Platform | 0 | 0 | 0 | 0 | 0 | 0 |  | 0.3 | 0.3 | 0.3 | 0.3 | 0.3 | 0 | 0.3 | 0.3 | 0.3 | 0.3 | 0.3 | 0 | 0.016488 | 0.023135 | 0.029921 | 0.036849 | 0.043923 | 0 | 0 | 0 | 0 | 0 | 0 | 0 | 0.31649 | 0.32313 | 0.32992 | 0.33685 | 0.34392
|  |  | 263.8483 | 262.9691 | 263.8671 | 264.9629 | 260.6133 | 256.8907 | 0 | -14.629 | -14.1422 | -14.5645 | -14.6301 | -13.8532 | 263.8483 | 248.3402 | 249.725 | 250.3985 | 245.9832 | 243.0375 | 8.7097 | 13.6492 | 19.2577 | 24.9735 | 30.214 | 35.5829 | 3.0092 | 5.2057 | 5.586 | 5.7556 | 5.9596 | 6.187 | 275.5671 | 267.1951 | 274.5687 | 281.1276 | 282.1568 | 284.8075
BASE OPEX - Variance with CC $ Adjustment and Original Escalator Rates ($m) |  |  | Real $ 14-15: Real $; $ Adjustments to Real 14-15: $ Adjustments to Real; Adjusted Real $ 14-15: Adjusted Real $; CPI 14-15: CPI; RPE 14-15: RPE; Nominal $ 14-15: Nominal $
Opex Category and Portfolio |  |  | 14-15 | 15-16 | 16-17 | 17-18 | 18-19 | 19-20 | 14-15 | 15-16 | 16-17 | 17-18 | 18-19 | 19-20 | 14-15 | 15-16 | 16-17 | 17-18 | 18-19 | 19-20 | 14-15 | 15-16 | 16-17 | 17-18 | 18-19 | 19-20 | 14-15 | 15-16 | 16-17 | 17-18 | 18-19 | 19-20 | 14-15 | 15-16 | 16-17 | 17-18 | 18-19 | 19-20
Grid | Maintenance Projects - Transmission Lines | TL Aerial Line Survey
Grid | Maintenance Projects - AC Stations | ACS Buildings & Grounds | 0 | 0 | 0 | 0 | 0 | 0 | [6 empty] | 0 | 0 | 0 | 0 | 0 | 0 | 0 | 0 | 0 | 0 | 0 | 0 | 0 | 0 | 0 | 0 | 0 | 0 | 0 | 0 | 0 | 0 | 0 | 0
Grid | Maintenance Projects - Transmission Lines | TL Tower | 0 | 0 | 0 | 0 | 0 | 0 | [6 empty] | 0 | 0 | 0 | 0 | 0 | 0 | 0 | 0 | 0 | 0 | 0 | 0 | 0 | 0 | 0 | 0 | 0 | 0 | 0 | 0 | 0 | 0 | 0 | 0
Grid | Maintenance Projects - Transmission Lines | TL Conductor | 0 | 0 | 0 | 0 | 0 | 0 | [6 empty] | 0 | 0 | 0 | 0 | 0 | 0 | 0 | 0 | 0 | 0 | 0 | 0 | 0 | 0 | 0 | 0 | 0 | 0 | 0 | 0 | 0 | 0 | 0 | 0
Grid | Maintenance Projects - Transmission Lines | TL Foundation | 0 | 0 | 0 | 0 | 0 | 0 | [6 empty] | 0 | 0 | 0 | 0 | 0 | 0 | 0 | 0 | 0 | 0 | 0 | 0 | 0 | 0 | 0 | 0 | 0 | 0 | 0 | 0 | 0 | 0 | 0 | 0
Grid | Maintenance Projects - Transmission Lines | TL Insulators | 0 | 0 | 0 | 0 | 0 | 0 | [6 empty] | 0 | 0 | 0 | 0 | 0 | 0 | 0 | 0 | 0 | 0 | 0 | 0 | 0 | 0 | 0 | 0 | 0 | 0 | 0 | 0 | 0 | 0 | 0 | 0
Grid | Maintenance Projects - Transmission Lines | TL Pole | 0 | 0 | 0 | 0 | 0 | 0 | [6 empty] | 0 | 0 | 0 | 0 | 0 | 0 | 0 | 0 | 0 | 0 | 0 | 0 | 0 | 0 | 0 | 0 | 0 | 0 | 0 | 0 | 0 | 0 | 0 | 0
Grid | Maintenance Projects - Transmission Lines | TL Access | 0 | 0 | 0 | 0 | 0 | 0 | [6 empty] | 0 | 0 | 0 | 0 | 0 | 0 | 0 | 0 | 0 | 0 | 0 | 0 | 0 | 0 | 0 | 0 | 0 | 0 | 0 | 0 | 0 | 0 | 0 | 0
Grid | Maintenance Projects - AC Stations | ACS Power Transformer | 0 | 0 | 0 | 0 | 0 | 0 | [6 empty] | 0 | 0 | 0 | 0 | 0 | 0 | 0 | 0 | 0 | 0 | 0 | 0 | 0 | 0 | 0 | 0 | 0 | 0 | 0 | 0 | 0 | 0 | 0 | 0
Grid | Maintenance Projects - AC Stations | ACS Outdoor Circuit Breakers | 0 | 0 | 0 | 0 | 0 | 0 | [6 empty] | 0 | 0 | 0 | 0 | 0 | 0 | 0 | 0 | 0 | 0 | 0 | 0 | 0 | 0 | 0 | 0 | 0 | 0 | 0 | 0 | 0 | 0 | 0 | 0
Grid | Maintenance Projects - AC Stations | ACS Indoor Switchgear | 0 | 0 | 0 | 0 | 0 | 0 | [6 empty] | 0 | 0 | 0 | 0 | 0 | 0 | 0 | 0 | 0 | 0 | 0 | 0 | 0 | 0 | 0 | 0 | 0 | 0 | 0 | 0 | 0 | 0 | 0 | 0
Grid | Maintenance Projects - HVDC Stations | HVDC | 0 | 0 | 0 | 0 | 0 | 0 | [6 empty] | 0 | 0 | 0 | 0 | 0 | 0 | 0 | 0 | 0 | 0 | 0 | 0 | 0 | 0 | 0 | 0 | 0 | 0 | 0 | 0 | 0 | 0 | 0 | 0
Grid | Maintenance Projects - Other | MP Other | 0 | 0 | 0 | 0 | 0 | 0 | [6 empty] | 0 | 0 | 0 | 0 | 0 | 0 | 0 | 0 | 0 | 0 | 0 | 0 | 0 | 0 | 0 | 0 | 0 | 0 | 0 | 0 | 0 | 0 | 0 | 0
Grid | Routine Maintenance | RM Stations | 0 | 0 | 0 | 0 | 0 | 0 | [6 empty] | 0 | 0 | 0 | 0 | 0 | 0 | 0 | 0 | 0 | 0 | 0 | 0 | 0 | 0 | 0 | 0 | 0 | 0 | 0 | 0 | 0 | 0 | 0 | 0
Grid | Routine Maintenance | RM Transmission Lines | 0 | 0 | 0 | 0 | 0 | 0 | [6 empty] | 0 | 0 | 0 | 0 | 0 | 0 | 0 | 0 | 0 | 0 | 0 | 0 | 0 | 0 | 0 | 0 | 0 | 0 | 0 | 0 | 0 | 0 | 0 | 0
Grid | Routine Maintenance | RM HVDC | 0 | 0 | 0 | 0 | 0 | 0 | [6 empty] | 0 | 0 | 0 | 0 | 0 | 0 | 0 | 0 | 0 | 0 | 0 | 0 | 0 | 0 | 0 | 0 | 0 | 0 | 0 | 0 | 0 | 0 | 0 | 0
Grid | Routine Maintenance | RM Operating | 0 | 0 | 0 | 0 | 0 | 0 | [6 empty] | 0 | 0 | 0 | 0 | 0 | 0 | 0 | 0 | 0 | 0 | 0 | 0 | 0 | 0 | 0 | 0 | 0 | 0 | 0 | 0 | 0 | 0 | 0 | 0
Grid | Routine Maintenance | RM Training | 0 | 0 | 0 | 0 | 0 | 0 | [6 empty] | 0 | 0 | 0 | 0 | 0 | 0 | 0 | 0 | 0 | 0 | 0 | 0 | 0 | 0 | 0 | 0 | 0 | 0 | 0 | 0 | 0 | 0 | 0 | 0
IST Grid | IST Grid | IT Asset Management | 0 | 0 | 0 | 0 | 0 | 0 | 0 | 0 | -0.030809 | -0.030809 | -0.030809 | -0.030809 | 0 | 0 | -0.030809 | -0.030809 | -0.030809 | -0.030809 | 0 | 0 | -0.0023758 | -0.0030727 | -0.0037842 | -0.0045107 | 0 | 0 | -0.0016966 | -0.0017464 | -0.0017998 | -0.001852 | 0 | 0 | -0.034881 | -0.035628 | -0.036393 | -0.037171
IST Grid | IST Grid | IT Transmission Systems Plan | 0 | 0 | 0 | 0 | 0 | 0 | 0 | -0.078483 | -0.091278 | -0.093784 | -0.094657 | -0.094681 | 0 | -0.078483 | -0.091278 | -0.093784 | -0.094657 | -0.094681 | 0 | -0.0043136 | -0.007039 | -0.0093536 | -0.011627 | -0.013862 | 0 | -0.0038506 | -0.004736 | -0.0050497 | -0.0052954 | -0.0054911 | 0 | -0.086648 | -0.10305 | -0.10819 | -0.11158 | -0.11403
IST Grid | IST Grid | IT Telecommunication Services | 0 | 0 | 0 | 0 | 0 | 0 | 0 | -0.51052 | -0.50608 | -0.50008 | -0.5001 | -0.5001 | 0 | -0.51052 | -0.50608 | -0.50008 | -0.5001 | -0.5001 | 0 | -0.028059 | -0.039027 | -0.049875 | -0.061426 | -0.073218 | 0 | -0.028005 | -0.029022 | -0.029364 | -0.0301 | -0.030818 | 0 | -0.56659 | -0.57413 | -0.57932 | -0.59162 | -0.60413
IST Grid | IST Grid | IT Network Services | 0 | 0 | 0 | 0 | 0 | 0 | 0 | -0.029704 | -0.029704 | -0.029704 | -0.029704 | -0.029704 | 0 | -0.029704 | -0.029704 | -0.029704 | -0.029704 | -0.029704 | 0 | -0.0016326 | -0.0022906 | -0.0029625 | -0.0036485 | -0.0043489 | 0 | -0.00067491 | -0.00080218 | -0.00093799 | -0.0010839 | -0.0012269 | 0 | -0.032011 | -0.032797 | -0.033604 | -0.034436 | -0.03528
IST Business Support | IST Business Support | IT Corporate Services | 0 | 0 | 0 | 0 | 0 | 0 | 0 | -0.07523 | -0.071018 | -0.071018 | -0.071179 | -0.071179 | 0 | -0.07523 | -0.071018 | -0.071018 | -0.071179 | -0.071179 | 0 | -0.0041347 | -0.0054766 | -0.0070829 | -0.0087429 | -0.010421 | 0 | -0.0027511 | -0.0028472 | -0.0030752 | -0.0033274 | -0.0035674 | 0 | -0.082116 | -0.079341 | -0.081176 | -0.08325 | -0.085168
IST Business Support | IST Business Support | IT ICT Shared Services | 0 | 0 | 0 | 0 | 0 | 0 | 0 | -0.18725 | -0.18337 | -0.18337 | -0.18352 | -0.18352 | 0 | -0.18725 | -0.18337 | -0.18337 | -0.18352 | -0.18352 | 0 | -0.010292 | -0.014141 | -0.018289 | -0.022542 | -0.026869 | 0 | -0.0065785 | -0.0071029 | -0.0077176 | -0.0083841 | -0.0090306 | 0 | -0.20412 | -0.20462 | -0.20938 | -0.21445 | -0.21942
IST Business Support | IST Business Support | IT Security Services | 0 | 0 | 0 | 0 | 0 | 0 | 0 | -0.058771 | -0.059655 | -0.051315 | -0.051345 | -0.049345 | 0 | -0.058771 | -0.059655 | -0.051315 | -0.051345 | -0.049345 | 0 | -0.0032301 | -0.0046003 | -0.0051179 | -0.0063066 | -0.0072245 | 0 | -0.0015873 | -0.0018528 | -0.0018069 | -0.002037 | -0.0021733 | 0 | -0.063588 | -0.066108 | -0.05824 | -0.059688 | -0.058742
Corporate | Corporate | CS Departmental (incl ROCs) | 0 | 0 | 0 | 0 | 0 | 0 | 0 | -8.2004 | -8.2145 | -8.5276 | -8.5034 | -8.3207 | 0 | -8.2004 | -8.2145 | -8.5276 | -8.5034 | -8.3207 | 0 | -0.45071 | -0.63347 | -0.8505 | -1.0445 | -1.2182 | 0 | -0.095593 | -0.097492 | -0.11053 | -0.12114 | -0.12704 | 0 | -8.7467 | -8.9455 | -9.4886 | -9.669 | -9.666
Corporate | Corporate | CS Investigations | 0 | 0 | 0 | 0 | 0 | 0 | 0 | -1.0867 | -1.0867 | -1.0867 | -1.0867 | -1.0867 | 0 | -1.0867 | -1.0867 | -1.0867 | -1.0867 | -1.0867 | 0 | -0.059729 | -0.083804 | -0.10839 | -0.13348 | -0.15911 | 0 | -0.015273 | -0.01555 | -0.016985 | -0.018671 | -0.020014 | 0 | -1.1617 | -1.1861 | -1.2121 | -1.2389 | -1.2659
Corporate | Corporate | CS Insurance | 0 | 0 | 0 | 0 | 0 | 0 | 0 | -1.446 | -1.4726 | -1.513 | -1.5541 | -1.5962 | 0 | -1.446 | -1.4726 | -1.513 | -1.5541 | -1.5962 | 0 | -0.079477 | -0.11356 | -0.1509 | -0.19089 | -0.2337 | 0 | 0 | 0 | 0 | 0 | 0 | 0 | -1.5255 | -1.5862 | -1.664 | -1.745 | -1.8299
Corporate | Corporate | CS Insurance (self insurance)(1) | 0 | 0 | 0 | 0 | 0 | 0 | 0 | -2.954 | -2.381 | -2.448 | -2.482 | -1.834 | 0 | -2.954 | -2.381 | -2.448 | -2.482 | -1.834 | 0 | -0.16236 | -0.18361 | -0.24415 | -0.30486 | -0.26851 | 0 | 0 | 0 | 0 | 0 | 0 | 0 | -3.1164 | -2.5646 | -2.6922 | -2.7869 | -2.1025
Corporate | Corporate | CS Ancillary Services | 0 | 0 | 0 | 0 | 0 | 0 | 0 | -0.3018 | -0.3154 | -0.329 | -0.3426 | -0.3562 | 0 | -0.3018 | -0.3154 | -0.329 | -0.3426 | -0.3562 | 0 | -0.016587 | -0.024322 | -0.032813 | -0.042081 | -0.052151 | 0 | 0 | 0 | 0 | 0 | 0 | 0 | -0.31839 | -0.33972 | -0.36181 | -0.38468 | -0.40835
Corporate | Corporate | Demand response Platform | 0 | 0 | 0 | 0 | 0 | 0 | 0 | 0.3 | 0.3 | 0.3 | 0.3 | 0.3 | 0 | 0.3 | 0.3 | 0.3 | 0.3 | 0.3 | 0 | 0.016488 | 0.023135 | 0.029921 | 0.036849 | 0.043923 | 0 | 0 | 0 | 0 | 0 | 0 | 0 | 0.31649 | 0.32313 | 0.32992 | 0.33685 | 0.34392
|  |  | 0 | 0 | 0 | 0 | 0 | 0 | 0 | -14.629 | -14.1422 | -14.5645 | -14.6301 | -13.8532 | 0 | -14.629 | -14.1422 | -14.5645 | -14.6301 | -13.8532 | 0 | -0.80403 | -1.0906 | -1.4526 | -1.797 | -2.0282 | 0 | -0.15431 | -0.1611 | -0.17722 | -0.19184 | -0.20122 | 0 | -15.5873 | -15.3938 | -16.1943 | -16.619 | -16.0826

## Opex Detail with Escalator Chg
BASE OPEX - NO CHANGE |  |  | Real $ | [5 empty] | $ Adjustments to Real | [5 empty] | Adjusted Real $ | [5 empty] | CPI | [5 empty] | RPE | [5 empty] | Nominal $
Opex Category and Portfolio |  |  | 14-15 | 15-16 | 16-17 | 17-18 | 18-19 | 19-20 | 14-15 | 15-16 | 16-17 | 17-18 | 18-19 | 19-20 | 14-15 | 15-16 | 16-17 | 17-18 | 18-19 | 19-20 | 14-15 | 15-16 | 16-17 | 17-18 | 18-19 | 19-20 | 14-15 | 15-16 | 16-17 | 17-18 | 18-19 | 19-20 | 14-15 | 15-16 | 16-17 | 17-18 | 18-19 | 19-20
Grid | Maintenance Projects - Transmission Lines | TL Aerial Line Survey
Grid | Maintenance Projects - AC Stations | ACS Buildings & Grounds | 2.5451 | 1.9094 | 3.151 | 2.7525 | 1.7122 | 1.8743 | [6 empty] | 2.5451 | 1.9094 | 3.151 | 2.7525 | 1.7122 | 1.8743 | 0.084013 | 0.10494 | 0.24299 | 0.27452 | 0.2103 | 0.27441 | 0 | 0.057153 | 0.12467 | 0.13656 | 0.10195 | 0.12928 | 2.6291 | 2.0715 | 3.5187 | 3.1636 | 2.0244 | 2.278
Grid | Maintenance Projects - Transmission Lines | TL Tower | 9.085 | 9.9471 | 9.4627 | 9.315 | 9.2973 | 9.1508 | [6 empty] | 9.085 | 9.9471 | 9.4627 | 9.315 | 9.2973 | 9.1508 | 0.2999 | 0.54671 | 0.72972 | 0.92904 | 1.142 | 1.3398 | 0 | 0.56125 | 0.55875 | 0.56074 | 0.56716 | 0.56429 | 9.3849 | 11.055 | 10.7512 | 10.8048 | 11.0065 | 11.0549
Grid | Maintenance Projects - Transmission Lines | TL Conductor | 6.3208 | 6.8218 | 7.0365 | 6.0774 | 7.1063 | 6.6128 | [6 empty] | 6.3208 | 6.8218 | 7.0365 | 6.0774 | 7.1063 | 6.6128 | 0.20865 | 0.37494 | 0.54262 | 0.60613 | 0.87287 | 0.96818 | 0 | 0.32958 | 0.36996 | 0.3381 | 0.41451 | 0.40208 | 6.5294 | 7.5264 | 7.949 | 7.0216 | 8.3937 | 7.9831
Grid | Maintenance Projects - Transmission Lines | TL Foundation | 3.9933 | 3.9824 | 3.5667 | 4.0135 | 4.1005 | 4.1467 | [6 empty] | 3.9933 | 3.9824 | 3.5667 | 4.0135 | 4.1005 | 4.1467 | 0.13182 | 0.21888 | 0.27505 | 0.40028 | 0.50366 | 0.60711 | 0 | 0.12594 | 0.12869 | 0.1614 | 0.18115 | 0.19869 | 4.1251 | 4.3272 | 3.9705 | 4.5752 | 4.7853 | 4.9525
Grid | Maintenance Projects - Transmission Lines | TL Insulators | 0 | 0.13084 | 0 | 0.13084 | 0.13084 | 0 | [6 empty] | 0 | 0.13084 | 0 | 0.13084 | 0.13084 | 0 | 0 | 0.0071913 | 0 | 0.01305 | 0.016072 | 0 | 0 | 0.0072636 | 0 | 0.0086659 | 0.0090401 | 0 | 0 | 0.1453 | 0 | 0.15256 | 0.15596 | 0
Grid | Maintenance Projects - Transmission Lines | TL Pole | 1.529 | 0.34517 | 0.34517 | 0 | 0 | 0 | [6 empty] | 1.529 | 0.34517 | 0.34517 | 0 | 0 | 0 | 0.050473 | 0.018971 | 0.026618 | 0 | 0 | 0 | 0 | 0.018887 | 0.020629 | 0 | 0 | 0 | 1.5795 | 0.38303 | 0.39241 | 0 | 0 | 0
Grid | Maintenance Projects - Transmission Lines | TL Access | 0.2 | 0 | 0 | 0 | 0 | 0 | [6 empty] | 0.2 | 0 | 0 | 0 | 0 | 0 | 0.006602 | 0 | 0 | 0 | 0 | 0 | 0 | 0 | 0 | 0 | 0 | 0 | 0.2066 | 0 | 0 | 0 | 0 | 0
Grid | Maintenance Projects - AC Stations | ACS Power Transformer | 0.59051 | 0 | 0 | 0 | 0 | 0 | [6 empty] | 0.59051 | 0 | 0 | 0 | 0 | 0 | 0.019493 | 0 | 0 | 0 | 0 | 0 | 0 | 0 | 0 | 0 | 0 | 0 | 0.61001 | 0 | 0 | 0 | 0 | 0
Grid | Maintenance Projects - AC Stations | ACS Outdoor Circuit Breakers | 0 | 0 | 0 | 0 | 0 | 0 | [6 empty] | 0 | 0 | 0 | 0 | 0 | 0 | 0 | 0 | 0 | 0 | 0 | 0 | 0 | 0 | 0 | 0 | 0 | 0 | 0 | 0 | 0 | 0 | 0 | 0
Grid | Maintenance Projects - AC Stations | ACS Indoor Switchgear | 0.13359 | 1.8441 | 2.3133 | 1.2091 | 0.1 | 0.1 | [6 empty] | 0.13359 | 1.8441 | 2.3133 | 1.2091 | 0.1 | 0.1 | 0.0044099 | 0.10136 | 0.1784 | 0.12059 | 0.012283 | 0.014641 | 0 | 0.15642 | 0.21416 | 0.11517 | 0.0093924 | 0.009213 | 0.138 | 2.1019 | 2.7059 | 1.4448 | 0.12168 | 0.12385
Grid | Maintenance Projects - HVDC Stations | HVDC | 1.4721 | 0.62168 | 0.39 | 0.95 | 0.45 | 0.15 | [6 empty] | 1.4721 | 0.62168 | 0.39 | 0.95 | 0.45 | 0.15 | 0.048593 | 0.034169 | 0.030075 | 0.094748 | 0.055273 | 0.021961 | 0 | 0.0024844 | 0.0019685 | 0.0058731 | 0.0032932 | 0.0012683 | 1.5207 | 0.65834 | 0.42204 | 1.0506 | 0.50857 | 0.17323
Grid | Maintenance Projects - Other | MP Other | 0.042594 | 0 | 0.76305 | 0.76305 | 0 | 0 | [6 empty] | 0.042594 | 0 | 0.76305 | 0.76305 | 0 | 0 | 0.001406 | 0 | 0.058843 | 0.076103 | 0 | 0 | 0 | 0 | 0 | 0 | 0 | 0 | 0.044 | 0 | 0.8219 | 0.83916 | 0 | 0
Grid | Routine Maintenance | RM Stations | 32.9844 | 33.8507 | 34.1363 | 34.7499 | 32.3099 | 31.2273 | [6 empty] | 32.9844 | 33.8507 | 34.1363 | 34.7499 | 32.3099 | 31.2273 | 1.0888 | 1.8605 | 2.6324 | 3.4658 | 3.9686 | 4.572 | 0.2998 | 0.38889 | 0.42084 | 0.45273 | 0.44301 | 0.45021 | 34.373 | 36.1001 | 37.1896 | 38.6684 | 36.7215 | 36.2495
Grid | Routine Maintenance | RM Transmission Lines | 27.2357 | 26.3869 | 25.5155 | 24.577 | 24.5505 | 24.6095 | [6 empty] | 27.2357 | 26.3869 | 25.5155 | 24.577 | 24.5505 | 24.6095 | 0.89905 | 1.4503 | 1.9676 | 2.4512 | 3.0155 | 3.6031 | 0.21875 | 0.26641 | 0.27743 | 0.28346 | 0.29901 | 0.3161 | 28.3535 | 28.1036 | 27.7606 | 27.3117 | 27.865 | 28.5287
Grid | Routine Maintenance | RM HVDC | 9.8036 | 9.8036 | 9.7147 | 9.6258 | 9.5369 | 9.5369 | [6 empty] | 9.8036 | 9.8036 | 9.7147 | 9.6258 | 9.5369 | 9.5369 | 0.32362 | 0.53882 | 0.74916 | 0.96003 | 1.1714 | 1.3963 | 0.042036 | 0.052984 | 0.056401 | 0.059127 | 0.061717 | 0.064953 | 10.1693 | 10.3954 | 10.5202 | 10.645 | 10.7701 | 10.9982
Grid | Routine Maintenance | RM Operating | 1.3 | 1.3 | 1.25 | 1.25 | 1.2 | 1.2 | [6 empty] | 1.3 | 1.3 | 1.25 | 1.25 | 1.2 | 1.2 | 0.042913 | 0.07145 | 0.096395 | 0.12467 | 0.1474 | 0.17569 | 0.0059255 | 0.0059423 | 0.0072177 | 0.0088411 | 0.010048 | 0.011611 | 1.3488 | 1.3774 | 1.3536 | 1.3835 | 1.3574 | 1.3873
Grid | Routine Maintenance | RM Training | 4.5905 | 4.1866 | 4.3566 | 4.5366 | 4.7066 | 4.8866 | [6 empty] | 4.5905 | 4.1866 | 4.3566 | 4.5366 | 4.7066 | 4.8866 | 0.15153 | 0.2301 | 0.33596 | 0.45246 | 0.57811 | 0.71545 | 0.02745 | 0.025106 | 0.033009 | 0.042115 | 0.051738 | 0.062083 | 4.7695 | 4.4418 | 4.7256 | 5.0312 | 5.3365 | 5.6642
IST Grid | IST Grid | IT Asset Management | 1.3767 | 1.5404 | 1.5404 | 1.5404 | 1.5404 | 1.5404 | [6 empty] | 1.3767 | 1.5404 | 1.5404 | 1.5404 | 1.5404 | 1.5404 | 0.045445 | 0.084665 | 0.11879 | 0.15364 | 0.18921 | 0.22553 | 0.051092 | 0.08078 | 0.084832 | 0.087322 | 0.089991 | 0.0926 | 1.4732 | 1.7059 | 1.7441 | 1.7814 | 1.8196 | 1.8586
IST Grid | IST Grid | IT Transmission Systems Plan | 3.3565 | 3.9242 | 4.5639 | 4.6892 | 4.7328 | 4.7341 | [6 empty] | 3.3565 | 3.9242 | 4.5639 | 4.6892 | 4.7328 | 4.7341 | 0.1108 | 0.21568 | 0.35195 | 0.46768 | 0.58133 | 0.69311 | 0.11694 | 0.19253 | 0.2368 | 0.25248 | 0.26477 | 0.27455 | 3.5842 | 4.3324 | 5.1527 | 5.4094 | 5.579 | 5.7017
IST Grid | IST Grid | IT Telecommunication Services | 25.2991 | 25.5261 | 25.3039 | 25.0039 | 25.0048 | 25.0048 | [6 empty] | 25.2991 | 25.5261 | 25.3039 | 25.0039 | 25.0048 | 25.0048 | 0.83513 | 1.403 | 1.9513 | 2.4938 | 3.0713 | 3.6609 | 0.97998 | 1.4002 | 1.4511 | 1.4682 | 1.505 | 1.5409 | 27.1142 | 28.3293 | 28.7063 | 28.9659 | 29.5811 | 30.2066
IST Grid | IST Grid | IT Network Services | 1.4852 | 1.4852 | 1.4852 | 1.4852 | 1.4852 | 1.4852 | [6 empty] | 1.4852 | 1.4852 | 1.4852 | 1.4852 | 1.4852 | 1.4852 | 0.049027 | 0.081629 | 0.11453 | 0.14813 | 0.18243 | 0.21745 | 0.025254 | 0.033745 | 0.040109 | 0.046899 | 0.054194 | 0.061346 | 1.5595 | 1.6006 | 1.6398 | 1.6802 | 1.7218 | 1.764
IST Business Support | IST Business Support | IT Corporate Services | 3.9646 | 3.7615 | 3.5509 | 3.5509 | 3.559 | 3.559 | [6 empty] | 3.9646 | 3.7615 | 3.5509 | 3.5509 | 3.559 | 3.559 | 0.13087 | 0.20674 | 0.27383 | 0.35415 | 0.43715 | 0.52107 | 0.10467 | 0.13755 | 0.14236 | 0.15376 | 0.16637 | 0.17837 | 4.2002 | 4.1058 | 3.9671 | 4.0588 | 4.1625 | 4.2584
IST Business Support | IST Business Support | IT ICT Shared Services | 8.633 | 9.3626 | 9.1686 | 9.1686 | 9.1761 | 9.1761 | [6 empty] | 8.633 | 9.3626 | 9.1686 | 9.1686 | 9.1761 | 9.1761 | 0.28498 | 0.51458 | 0.70704 | 0.91443 | 1.1271 | 1.3435 | 0.21953 | 0.32893 | 0.35514 | 0.38588 | 0.41921 | 0.45153 | 9.1375 | 10.2061 | 10.2308 | 10.4689 | 10.7223 | 10.971
IST Business Support | IST Business Support | IT Security Services | 2.6958 | 2.9385 | 2.9827 | 2.5657 | 2.5672 | 2.4672 | [6 empty] | 2.6958 | 2.9385 | 2.9827 | 2.5657 | 2.5672 | 2.4672 | 0.08899 | 0.16151 | 0.23002 | 0.25589 | 0.31533 | 0.36122 | 0.053698 | 0.079366 | 0.092642 | 0.090346 | 0.10185 | 0.10866 | 2.8385 | 3.1794 | 3.3054 | 2.912 | 2.9844 | 2.9371
Corporate | Corporate | CS Departmental (incl ROCs) | 83.9833 | 82.0004 | 82.1415 | 85.2724 | 85.0305 | 83.2033 | [6 empty] | 83.9833 | 82.0004 | 82.1415 | 85.2724 | 85.0305 | 83.2033 | 2.7723 | 4.5069 | 6.3344 | 8.5047 | 10.4443 | 12.1817 | 0.74749 | 0.95588 | 0.97487 | 1.1053 | 1.2113 | 1.2704 | 87.5031 | 87.4632 | 89.4508 | 94.8823 | 96.6861 | 96.6554
Corporate | Corporate | CS Investigations | 10.8674 | 10.8674 | 10.8674 | 10.8674 | 10.8674 | 10.8674 | [6 empty] | 10.8674 | 10.8674 | 10.8674 | 10.8674 | 10.8674 | 10.8674 | 0.35873 | 0.59729 | 0.83804 | 1.0839 | 1.3348 | 1.5911 | 0.11657 | 0.15273 | 0.1555 | 0.16985 | 0.18671 | 0.20014 | 11.3427 | 11.6174 | 11.8609 | 12.1211 | 12.3889 | 12.6586
Corporate | Corporate | CS Insurance | 13.8777 | 14.4605 | 14.726 | 15.1305 | 15.5409 | 15.9623 | [6 empty] | 13.8777 | 14.4605 | 14.726 | 15.1305 | 15.5409 | 15.9623 | 0.4581 | 0.79477 | 1.1356 | 1.509 | 1.9089 | 2.337 | 0 | 0 | 0 | 0 | 0 | 0 | 14.3358 | 15.2553 | 15.8616 | 16.6395 | 17.4498 | 18.2993
Corporate | Corporate | CS Insurance (self insurance)(1) | 3.6 | 2.954 | 2.381 | 2.448 | 2.482 | 1.834 | [6 empty] | 3.6 | 2.954 | 2.381 | 2.448 | 2.482 | 1.834 | 0.11884 | 0.16236 | 0.18361 | 0.24415 | 0.30486 | 0.26851 | 0 | 0 | 0 | 0 | 0 | 0 | 3.7188 | 3.1164 | 2.5646 | 2.6922 | 2.7869 | 2.1025
Corporate | Corporate | CS Ancillary Services | 2.883 | 3.018 | 3.154 | 3.29 | 3.426 | 3.562 | [6 empty] | 2.883 | 3.018 | 3.154 | 3.29 | 3.426 | 3.562 | 0.095168 | 0.16587 | 0.24322 | 0.32813 | 0.42081 | 0.52151 | 0 | 0 | 0 | 0 | 0 | 0 | 2.9782 | 3.1839 | 3.3972 | 3.6181 | 3.8468 | 4.0835
Corporate | Corporate | Demand response Platform | 0 | 0 | 0 | 0 | 0 | 0 | [6 empty] | 0 | 0 | 0 | 0 | 0 | 0 | 0 | 0 | 0 | 0 | 0 | 0 | 0 | 0 | 0 | 0 | 0 | 0 | 0 | 0 | 0 | 0 | 0 | 0
|  |  | 263.8483 | 262.9691 | 263.8671 | 264.9629 | 260.6133 | 256.8907 | [6 empty] | 263.8483 | 262.9691 | 263.8671 | 264.9629 | 260.6133 | 256.8907 | 8.7097 | 14.4532 | 20.3483 | 26.4261 | 32.011 | 37.6111 | 3.0092 | 5.3601 | 5.7471 | 5.9328 | 6.1514 | 6.3883 | 275.5671 | 282.7824 | 289.9625 | 297.3218 | 298.7757 | 300.8901
BASE OPEX - with CC Adjustment incl Escalator Changes ($m) |  |  | Real $ 14-15: Real $; $ Adjustments to Real 14-15: $ Adjustments to Real; Adjusted Real $ 14-15: Adjusted Real $; CPI 14-15: CPI; RPE 14-15: RPE; Nominal $ 14-15: Nominal $
Opex Category and Portfolio |  |  | 14-15 | 15-16 | 16-17 | 17-18 | 18-19 | 19-20 | 14-15 | 15-16 | 16-17 | 17-18 | 18-19 | 19-20 | 14-15 | 15-16 | 16-17 | 17-18 | 18-19 | 19-20 | 14-15 | 15-16 | 16-17 | 17-18 | 18-19 | 19-20 | 14-15 | 15-16 | 16-17 | 17-18 | 18-19 | 19-20 | 14-15 | 15-16 | 16-17 | 17-18 | 18-19 | 19-20
Grid | Maintenance Projects - Transmission Lines | TL Aerial Line Survey
Grid | Maintenance Projects - AC Stations | ACS Buildings & Grounds | 2.5451 | 1.9094 | 3.151 | 2.7525 | 1.7122 | 1.8743 | [6 empty] | 2.5451 | 1.9094 | 3.151 | 2.7525 | 1.7122 | 1.8743 | 0.083885 | 0.1006 | 0.23104 | 0.26091 | 0.19978 | 0.26056 | 0 | 0.057153 | 0.12467 | 0.13656 | 0.10195 | 0.12928 | 2.6289 | 2.0671 | 3.5067 | 3.15 | 2.0139 | 2.2641
Grid | Maintenance Projects - Transmission Lines | TL Tower | 9.085 | 9.9471 | 9.4627 | 9.315 | 9.2973 | 9.1508 | [6 empty] | 9.085 | 9.9471 | 9.4627 | 9.315 | 9.2973 | 9.1508 | 0.29944 | 0.52411 | 0.69383 | 0.88296 | 1.0849 | 1.2721 | 0 | 0.56125 | 0.55875 | 0.56074 | 0.56716 | 0.56429 | 9.3844 | 11.0324 | 10.7153 | 10.7588 | 10.9493 | 10.9873
Grid | Maintenance Projects - Transmission Lines | TL Conductor | 6.3208 | 6.8218 | 7.0365 | 6.0774 | 7.1063 | 6.6128 | [6 empty] | 6.3208 | 6.8218 | 7.0365 | 6.0774 | 7.1063 | 6.6128 | 0.20833 | 0.35944 | 0.51593 | 0.57607 | 0.8292 | 0.9193 | 0 | 0.32958 | 0.36996 | 0.3381 | 0.41451 | 0.40208 | 6.5291 | 7.5109 | 7.9223 | 6.9915 | 8.3501 | 7.9342
Grid | Maintenance Projects - Transmission Lines | TL Foundation | 3.9933 | 3.9824 | 3.5667 | 4.0135 | 4.1005 | 4.1467 | [6 empty] | 3.9933 | 3.9824 | 3.5667 | 4.0135 | 4.1005 | 4.1467 | 0.13162 | 0.20983 | 0.26152 | 0.38043 | 0.47846 | 0.57646 | 0 | 0.12594 | 0.12869 | 0.1614 | 0.18115 | 0.19869 | 4.1249 | 4.3182 | 3.9569 | 4.5553 | 4.7601 | 4.9218
Grid | Maintenance Projects - Transmission Lines | TL Insulators | 0 | 0.13084 | 0 | 0.13084 | 0.13084 | 0 | [6 empty] | 0 | 0.13084 | 0 | 0.13084 | 0.13084 | 0 | 0 | 0.006894 | 0 | 0.012403 | 0.015267 | 0 | 0 | 0.0072636 | 0 | 0.0086659 | 0.0090401 | 0 | 0 | 0.145 | 0 | 0.15191 | 0.15515 | 0
Grid | Maintenance Projects - Transmission Lines | TL Pole | 1.529 | 0.34517 | 0.34517 | 0 | 0 | 0 | [6 empty] | 1.529 | 0.34517 | 0.34517 | 0 | 0 | 0 | 0.050396 | 0.018187 | 0.025308 | 0 | 0 | 0 | 0 | 0.018887 | 0.020629 | 0 | 0 | 0 | 1.5794 | 0.38224 | 0.3911 | 0 | 0 | 0
Grid | Maintenance Projects - Transmission Lines | TL Access | 0.2 | 0 | 0 | 0 | 0 | 0 | [6 empty] | 0.2 | 0 | 0 | 0 | 0 | 0 | 0.006592 | 0 | 0 | 0 | 0 | 0 | 0 | 0 | 0 | 0 | 0 | 0 | 0.20659 | 0 | 0 | 0 | 0 | 0
Grid | Maintenance Projects - AC Stations | ACS Power Transformer | 0.59051 | 0 | 0 | 0 | 0 | 0 | [6 empty] | 0.59051 | 0 | 0 | 0 | 0 | 0 | 0.019463 | 0 | 0 | 0 | 0 | 0 | 0 | 0 | 0 | 0 | 0 | 0 | 0.60998 | 0 | 0 | 0 | 0 | 0
Grid | Maintenance Projects - AC Stations | ACS Outdoor Circuit Breakers | 0 | 0 | 0 | 0 | 0 | 0 | [6 empty] | 0 | 0 | 0 | 0 | 0 | 0 | 0 | 0 | 0 | 0 | 0 | 0 | 0 | 0 | 0 | 0 | 0 | 0 | 0 | 0 | 0 | 0 | 0 | 0
Grid | Maintenance Projects - AC Stations | ACS Indoor Switchgear | 0.13359 | 1.8441 | 2.3133 | 1.2091 | 0.1 | 0.1 | [6 empty] | 0.13359 | 1.8441 | 2.3133 | 1.2091 | 0.1 | 0.1 | 0.0044032 | 0.097167 | 0.16962 | 0.11461 | 0.011668 | 0.013902 | 0 | 0.15642 | 0.21416 | 0.11517 | 0.0093924 | 0.009213 | 0.13799 | 2.0977 | 2.6971 | 1.4388 | 0.12106 | 0.12311
Grid | Maintenance Projects - HVDC Stations | HVDC | 1.4721 | 0.62168 | 0.39 | 0.95 | 0.45 | 0.15 | [6 empty] | 1.4721 | 0.62168 | 0.39 | 0.95 | 0.45 | 0.15 | 0.048519 | 0.032756 | 0.028596 | 0.090049 | 0.052508 | 0.020853 | 0 | 0.0024844 | 0.0019685 | 0.0058731 | 0.0032932 | 0.0012683 | 1.5206 | 0.65692 | 0.42056 | 1.0459 | 0.5058 | 0.17212
Grid | Maintenance Projects - Other | MP Other | 0.042594 | 0 | 0.76305 | 0.76305 | 0 | 0 | [6 empty] | 0.042594 | 0 | 0.76305 | 0.76305 | 0 | 0 | 0.0014039 | 0 | 0.055949 | 0.072329 | 0 | 0 | 0 | 0 | 0 | 0 | 0 | 0 | 0.043998 | 0 | 0.819 | 0.83538 | 0 | 0
Grid | Routine Maintenance | RM Stations | 32.9844 | 33.8507 | 34.1363 | 34.7499 | 32.3099 | 31.2273 | [6 empty] | 32.9844 | 33.8507 | 34.1363 | 34.7499 | 32.3099 | 31.2273 | 1.0872 | 1.7836 | 2.503 | 3.2939 | 3.7701 | 4.3412 | 0.2998 | 0.38889 | 0.42084 | 0.45273 | 0.44301 | 0.45021 | 34.3714 | 36.0232 | 37.0601 | 38.4966 | 36.523 | 36.0187
Grid | Routine Maintenance | RM Transmission Lines | 27.2357 | 26.3869 | 25.5155 | 24.577 | 24.5505 | 24.6095 | [6 empty] | 27.2357 | 26.3869 | 25.5155 | 24.577 | 24.5505 | 24.6095 | 0.89769 | 1.3903 | 1.8709 | 2.3296 | 2.8647 | 3.4212 | 0.21875 | 0.26641 | 0.27743 | 0.28346 | 0.29901 | 0.3161 | 28.3521 | 28.0436 | 27.6638 | 27.1901 | 27.7141 | 28.3468
Grid | Routine Maintenance | RM HVDC | 9.8036 | 9.8036 | 9.7147 | 9.6258 | 9.5369 | 9.5369 | [6 empty] | 9.8036 | 9.8036 | 9.7147 | 9.6258 | 9.5369 | 9.5369 | 0.32313 | 0.51655 | 0.7123 | 0.91242 | 1.1128 | 1.3258 | 0.042036 | 0.052984 | 0.056401 | 0.059127 | 0.061717 | 0.064953 | 10.1688 | 10.3731 | 10.4834 | 10.5973 | 10.7115 | 10.9277
Grid | Routine Maintenance | RM Operating | 1.3 | 1.3 | 1.25 | 1.25 | 1.2 | 1.2 | [6 empty] | 1.3 | 1.3 | 1.25 | 1.25 | 1.2 | 1.2 | 0.042848 | 0.068496 | 0.091653 | 0.11849 | 0.14002 | 0.16682 | 0.0059255 | 0.0059423 | 0.0072177 | 0.0088411 | 0.010048 | 0.011611 | 1.3488 | 1.3744 | 1.3489 | 1.3773 | 1.3501 | 1.3784
Grid | Routine Maintenance | RM Training | 4.5905 | 4.1866 | 4.3566 | 4.5366 | 4.7066 | 4.8866 | [6 empty] | 4.5905 | 4.1866 | 4.3566 | 4.5366 | 4.7066 | 4.8866 | 0.1513 | 0.22059 | 0.31944 | 0.43002 | 0.54919 | 0.67933 | 0.02745 | 0.025106 | 0.033009 | 0.042115 | 0.051738 | 0.062083 | 4.7692 | 4.4323 | 4.7091 | 5.0088 | 5.3076 | 5.628
IST Grid | IST Grid | IT Asset Management | 1.3767 | 1.5404 | 1.5404 | 1.5404 | 1.5404 | 1.5404 |  |  | -0.030809 | -0.030809 | -0.030809 | -0.030809 | 1.3767 | 1.5404 | 1.5096 | 1.5096 | 1.5096 | 1.5096 | 0.045376 | 0.081165 | 0.11069 | 0.1431 | 0.17615 | 0.20987 | 0.051092 | 0.010298 | 0.012261 | 0.014615 | 0.017137 | 0.019601 | 1.4291 | 1.6319 | 1.6326 | 1.6673 | 1.7029 | 1.7391
IST Grid | IST Grid | IT Transmission Systems Plan | 3.3565 | 3.9242 | 4.5639 | 4.6892 | 4.7328 | 4.7341 |  | -0.078483 | -0.091278 | -0.093784 | -0.094657 | -0.094681 | 3.3565 | 3.8457 | 4.4726 | 4.5954 | 4.6382 | 4.6394 | 0.11063 | 0.20263 | 0.32794 | 0.43559 | 0.54121 | 0.64496 | 0.11694 | 0.031175 | 0.044059 | 0.053969 | 0.063881 | 0.073101 | 3.4877 | 4.0795 | 4.8446 | 5.085 | 5.2433 | 5.3574
IST Grid | IST Grid | IT Telecommunication Services | 25.2991 | 25.5261 | 25.3039 | 25.0039 | 25.0048 | 25.0048 |  | -0.51052 | -0.50608 | -0.50008 | -0.5001 | -0.5001 | 25.2991 | 25.0156 | 24.7978 | 24.5038 | 24.5047 | 24.5047 | 0.83386 | 1.3181 | 1.8182 | 2.3227 | 2.8593 | 3.4066 | 0.97998 | 0.14184 | 0.17082 | 0.20117 | 0.23586 | 0.26974 | 26.2417 | 26.4755 | 26.7869 | 27.0277 | 27.5998 | 28.181
IST Grid | IST Grid | IT Network Services | 1.4852 | 1.4852 | 1.4852 | 1.4852 | 1.4852 | 1.4852 |  | -0.029704 | -0.029704 | -0.029704 | -0.029704 | -0.029704 | 1.4852 | 1.4555 | 1.4555 | 1.4555 | 1.4555 | 1.4555 | 0.048952 | 0.076689 | 0.10672 | 0.13796 | 0.16983 | 0.20234 | 0.025254 | 0.02812 | 0.034217 | 0.04085 | 0.047976 | 0.054963 | 1.5559 | 1.5603 | 1.5964 | 1.6343 | 1.6733 | 1.7128
IST Business Support | IST Business Support | IT Corporate Services | 3.9646 | 3.7615 | 3.5509 | 3.5509 | 3.559 | 3.559 |  | -0.07523 | -0.071018 | -0.071018 | -0.071179 | -0.071179 | 3.9646 | 3.6863 | 3.4799 | 3.4799 | 3.4878 | 3.4878 | 0.13067 | 0.19423 | 0.25515 | 0.32985 | 0.40697 | 0.48487 | 0.10467 | 0.049387 | 0.05669 | 0.067631 | 0.079549 | 0.091067 | 4.1355 | 3.9299 | 3.7917 | 3.8773 | 3.9743 | 4.0637
IST Business Support | IST Business Support | IT ICT Shared Services | 8.633 | 9.3626 | 9.1686 | 9.1686 | 9.1761 | 9.1761 |  | -0.18725 | -0.18337 | -0.18337 | -0.18352 | -0.18352 | 8.633 | 9.1753 | 8.9852 | 8.9852 | 8.9925 | 8.9925 | 0.28454 | 0.48344 | 0.65882 | 0.8517 | 1.0493 | 1.2501 | 0.21953 | 0.12854 | 0.15307 | 0.18263 | 0.21451 | 0.24559 | 9.009 | 9.7873 | 9.7971 | 10.0195 | 10.2563 | 10.4882
IST Business Support | IST Business Support | IT Security Services | 2.6958 | 2.9385 | 2.9827 | 2.5657 | 2.5672 | 2.4672 |  | -0.058771 | -0.059655 | -0.051315 | -0.051345 | -0.049345 | 2.6958 | 2.8798 | 2.9231 | 2.5144 | 2.5159 | 2.4179 | 0.088854 | 0.15173 | 0.21433 | 0.23834 | 0.29356 | 0.33613 | 0.053698 | 0.050337 | 0.062159 | 0.06382 | 0.074979 | 0.082533 | 2.8203 | 3.0818 | 3.1996 | 2.8166 | 2.8844 | 2.8365
Corporate | Corporate | CS Departmental (incl ROCs) | 83.9833 | 82.0004 | 82.1415 | 85.2724 | 85.0305 | 83.2033 |  | -8.2004 | -8.2145 | -8.5276 | -8.5034 | -8.3207 | 83.9833 | 73.8 | 73.927 | 76.7448 | 76.5271 | 74.8826 | 2.7681 | 3.8885 | 5.4205 | 7.2745 | 8.9295 | 10.4101 | 0.74749 | 0.86029 | 0.87738 | 0.99475 | 1.0902 | 1.1433 | 87.4989 | 78.5488 | 80.2249 | 85.014 | 86.5468 | 86.436
Corporate | Corporate | CS Investigations | 10.8674 | 10.8674 | 10.8674 | 10.8674 | 10.8674 | 10.8674 |  | -1.0867 | -1.0867 | -1.0867 | -1.0867 | -1.0867 | 10.8674 | 9.7806 | 9.7806 | 9.7806 | 9.7806 | 9.7806 | 0.35819 | 0.51534 | 0.71714 | 0.92709 | 1.1412 | 1.3597 | 0.11657 | 0.13745 | 0.13995 | 0.15287 | 0.16804 | 0.18012 | 11.3421 | 10.4334 | 10.6377 | 10.8606 | 11.0899 | 11.3204
Corporate | Corporate | CS Insurance | 13.8777 | 14.4605 | 14.726 | 15.1305 | 15.5409 | 15.9623 |  | -1.446 | -1.4726 | -1.513 | -1.5541 | -1.5962 | 13.8777 | 13.0144 | 13.2534 | 13.6174 | 13.9868 | 14.3661 | 0.45741 | 0.68573 | 0.97177 | 1.2908 | 1.632 | 1.9971 | 0 | 0 | 0 | 0 | 0 | 0 | 14.3351 | 13.7002 | 14.2252 | 14.9082 | 15.6189 | 16.3632
Corporate | Corporate | CS Insurance (self insurance)(1) | 3.6 | 2.954 | 2.381 | 2.448 | 2.482 | 1.834 |  | -2.954 | -2.381 | -2.448 | -2.482 | -1.834 | 3.6 | 0 | 0 | 0 | 0 | 0 | 0.11866 | 0 | 0 | 0 | 0 | 0 | 0 | 0 | 0 | 0 | 0 | 0 | 3.7187 | 0 | 0 | 0 | 0 | 0
Corporate | Corporate | CS Ancillary Services | 2.883 | 3.018 | 3.154 | 3.29 | 3.426 | 3.562 |  | -0.3018 | -0.3154 | -0.329 | -0.3426 | -0.3562 | 2.883 | 2.7162 | 2.8386 | 2.961 | 3.0834 | 3.2058 | 0.095024 | 0.14312 | 0.20813 | 0.28067 | 0.35979 | 0.44566 | 0 | 0 | 0 | 0 | 0 | 0 | 2.978 | 2.8593 | 3.0467 | 3.2417 | 3.4432 | 3.6515
Corporate | Corporate | Demand response Platform | 0 | 0 | 0 | 0 | 0 | 0 |  | 0.3 | 0.3 | 0.3 | 0.3 | 0.3 | 0 | 0.3 | 0.3 | 0.3 | 0.3 | 0.3 | 0 | 0.015807 | 0.021997 | 0.028437 | 0.035005 | 0.041705 | 0 | 0 | 0 | 0 | 0 | 0 | 0 | 0.31581 | 0.322 | 0.32844 | 0.33501 | 0.34171
|  |  | 263.8483 | 262.9691 | 263.8671 | 264.9629 | 260.6133 | 256.8907 |  | -14.629 | -14.1422 | -14.5645 | -14.6301 | -13.8532 | 263.8483 | 248.3402 | 249.725 | 250.3985 | 245.9832 | 243.0375 | 8.6965 | 13.0849 | 18.3104 | 23.735 | 28.7024 | 33.7866 | 3.0092 | 3.4358 | 3.7643 | 3.9451 | 4.1441 | 4.3698 | 274.3281 | 264.8609 | 271.7997 | 278.0785 | 278.8297 | 281.194
BASE OPEX - Variance with CC $ Adjustment and Original Escalator Rates ($m) |  |  | Real $ 14-15: Real $; $ Adjustments to Real 14-15: $ Adjustments to Real; Adjusted Real $ 14-15: Adjusted Real $; CPI 14-15: CPI; RPE 14-15: RPE; Nominal $ 14-15: Nominal $
Opex Category and Portfolio |  |  | 14-15 | 15-16 | 16-17 | 17-18 | 18-19 | 19-20 | 14-15 | 15-16 | 16-17 | 17-18 | 18-19 | 19-20 | 14-15 | 15-16 | 16-17 | 17-18 | 18-19 | 19-20 | 14-15 | 15-16 | 16-17 | 17-18 | 18-19 | 19-20 | 14-15 | 15-16 | 16-17 | 17-18 | 18-19 | 19-20 | 14-15 | 15-16 | 16-17 | 17-18 | 18-19 | 19-20
Grid | Maintenance Projects - Transmission Lines | TL Aerial Line Survey
Grid | Maintenance Projects - AC Stations | ACS Buildings & Grounds | 0 | 0 | 0 | 0 | 0 | 0 | [6 empty] | 0 | 0 | 0 | 0 | 0 | 0 | -0.00012753 | -0.004338 | -0.011953 | -0.013615 | -0.010521 | -0.013853 | 0 | 0 | 0 | 0 | 0 | 0 | -0.00012753 | -0.004338 | -0.011953 | -0.013615 | -0.010521 | -0.013853
Grid | Maintenance Projects - Transmission Lines | TL Tower | 0 | 0 | 0 | 0 | 0 | 0 | [6 empty] | 0 | 0 | 0 | 0 | 0 | 0 | -0.00045524 | -0.022599 | -0.035896 | -0.046076 | -0.057133 | -0.067632 | 0 | 0 | 0 | 0 | 0 | 0 | -0.00045524 | -0.022599 | -0.035896 | -0.046076 | -0.057133 | -0.067632
Grid | Maintenance Projects - Transmission Lines | TL Conductor | 0 | 0 | 0 | 0 | 0 | 0 | [6 empty] | 0 | 0 | 0 | 0 | 0 | 0 | -0.00031673 | -0.015499 | -0.026692 | -0.030061 | -0.043669 | -0.048874 | 0 | 0 | 0 | 0 | 0 | 0 | -0.00031673 | -0.015499 | -0.026692 | -0.030061 | -0.043669 | -0.048874
Grid | Maintenance Projects - Transmission Lines | TL Foundation | 0 | 0 | 0 | 0 | 0 | 0 | [6 empty] | 0 | 0 | 0 | 0 | 0 | 0 | -0.0002001 | -0.0090478 | -0.01353 | -0.019852 | -0.025198 | -0.030647 | 0 | 0 | 0 | 0 | 0 | 0 | -0.0002001 | -0.0090478 | -0.01353 | -0.019852 | -0.025198 | -0.030647
Grid | Maintenance Projects - Transmission Lines | TL Insulators | 0 | 0 | 0 | 0 | 0 | 0 | [6 empty] | 0 | 0 | 0 | 0 | 0 | 0 | 0 | -0.00029727 | 0 | -0.00064721 | -0.00080405 | 0 | 0 | 0 | 0 | 0 | 0 | 0 | 0 | -0.00029727 | 0 | -0.00064721 | -0.00080405 | 0
Grid | Maintenance Projects - Transmission Lines | TL Pole | 0 | 0 | 0 | 0 | 0 | 0 | [6 empty] | 0 | 0 | 0 | 0 | 0 | 0 | -7.6617e-05 | -0.0007842 | -0.0013094 | 0 | 0 | 0 | 0 | 0 | 0 | 0 | 0 | 0 | -7.6617e-05 | -0.0007842 | -0.0013094 | 0 | 0 | 0
Grid | Maintenance Projects - Transmission Lines | TL Access | 0 | 0 | 0 | 0 | 0 | 0 | [6 empty] | 0 | 0 | 0 | 0 | 0 | 0 | -1.0022e-05 | 0 | 0 | 0 | 0 | 0 | 0 | 0 | 0 | 0 | 0 | 0 | -1.0022e-05 | 0 | 0 | 0 | 0 | 0
Grid | Maintenance Projects - AC Stations | ACS Power Transformer | 0 | 0 | 0 | 0 | 0 | 0 | [6 empty] | 0 | 0 | 0 | 0 | 0 | 0 | -2.959e-05 | 0 | 0 | 0 | 0 | 0 | 0 | 0 | 0 | 0 | 0 | 0 | -2.959e-05 | 0 | 0 | 0 | 0 | 0
Grid | Maintenance Projects - AC Stations | ACS Outdoor Circuit Breakers | 0 | 0 | 0 | 0 | 0 | 0 | [6 empty] | 0 | 0 | 0 | 0 | 0 | 0 | 0 | 0 | 0 | 0 | 0 | 0 | 0 | 0 | 0 | 0 | 0 | 0 | 0 | 0 | 0 | 0 | 0 | 0
Grid | Maintenance Projects - AC Stations | ACS Indoor Switchgear | 0 | 0 | 0 | 0 | 0 | 0 | [6 empty] | 0 | 0 | 0 | 0 | 0 | 0 | -6.6941e-06 | -0.0041898 | -0.0087755 | -0.0059805 | -0.00061451 | -0.00073908 | 0 | 0 | 0 | 0 | 0 | 0 | -6.6941e-06 | -0.0041898 | -0.0087755 | -0.0059805 | -0.00061451 | -0.00073908
Grid | Maintenance Projects - HVDC Stations | HVDC | 0 | 0 | 0 | 0 | 0 | 0 | [6 empty] | 0 | 0 | 0 | 0 | 0 | 0 | -7.3763e-05 | -0.0014124 | -0.0014794 | -0.0046991 | -0.0027653 | -0.0011086 | 0 | 0 | 0 | 0 | 0 | 0 | -7.3763e-05 | -0.0014124 | -0.0014794 | -0.0046991 | -0.0027653 | -0.0011086
Grid | Maintenance Projects - Other | MP Other | 0 | 0 | 0 | 0 | 0 | 0 | [6 empty] | 0 | 0 | 0 | 0 | 0 | 0 | -2.1343e-06 | 0 | -0.0028946 | -0.0037744 | 0 | 0 | 0 | 0 | 0 | 0 | 0 | 0 | -2.1343e-06 | 0 | -0.0028946 | -0.0037744 | 0 | 0
Grid | Routine Maintenance | RM Stations | 0 | 0 | 0 | 0 | 0 | 0 | [6 empty] | 0 | 0 | 0 | 0 | 0 | 0 | -0.0016528 | -0.076907 | -0.12949 | -0.17189 | -0.19855 | -0.23079 | 0 | 0 | 0 | 0 | 0 | 0 | -0.0016528 | -0.076907 | -0.12949 | -0.17189 | -0.19855 | -0.23079
Grid | Routine Maintenance | RM Transmission Lines | 0 | 0 | 0 | 0 | 0 | 0 | [6 empty] | 0 | 0 | 0 | 0 | 0 | 0 | -0.0013647 | -0.05995 | -0.096791 | -0.12157 | -0.15086 | -0.18188 | 0 | 0 | 0 | 0 | 0 | 0 | -0.0013647 | -0.05995 | -0.096791 | -0.12157 | -0.15086 | -0.18188
Grid | Routine Maintenance | RM HVDC | 0 | 0 | 0 | 0 | 0 | 0 | [6 empty] | 0 | 0 | 0 | 0 | 0 | 0 | -0.00049125 | -0.022273 | -0.036852 | -0.047613 | -0.058605 | -0.070485 | 0 | 0 | 0 | 0 | 0 | 0 | -0.00049125 | -0.022273 | -0.036852 | -0.047613 | -0.058605 | -0.070485
Grid | Routine Maintenance | RM Operating | 0 | 0 | 0 | 0 | 0 | 0 | [6 empty] | 0 | 0 | 0 | 0 | 0 | 0 | -6.5141e-05 | -0.0029535 | -0.0047418 | -0.006183 | -0.0073741 | -0.008869 | 0 | 0 | 0 | 0 | 0 | 0 | -6.5141e-05 | -0.0029535 | -0.0047418 | -0.006183 | -0.0073741 | -0.008869
Grid | Routine Maintenance | RM Training | 0 | 0 | 0 | 0 | 0 | 0 | [6 empty] | 0 | 0 | 0 | 0 | 0 | 0 | -0.00023002 | -0.0095118 | -0.016527 | -0.02244 | -0.028923 | -0.036116 | 0 | 0 | 0 | 0 | 0 | 0 | -0.00023002 | -0.0095118 | -0.016527 | -0.02244 | -0.028923 | -0.036116
IST Grid | IST Grid | IT Asset Management | 0 | 0 | 0 | 0 | 0 | 0 |  | 0 | -0.030809 | -0.030809 | -0.030809 | -0.030809 | 0 | 0 | -0.030809 | -0.030809 | -0.030809 | -0.030809 | -6.8985e-05 | -0.0034998 | -0.0081025 | -0.01054 | -0.013061 | -0.015668 | 0 | -0.070483 | -0.07257 | -0.072707 | -0.072855 | -0.072998 | -0.044188 | -0.073982 | -0.11148 | -0.11406 | -0.11672 | -0.11948
IST Grid | IST Grid | IT Transmission Systems Plan | 0 | 0 | 0 | 0 | 0 | 0 |  | -0.078483 | -0.091278 | -0.093784 | -0.094657 | -0.094681 | 0 | -0.078483 | -0.091278 | -0.093784 | -0.094657 | -0.094681 | -0.00016819 | -0.013051 | -0.024006 | -0.032084 | -0.040129 | -0.048151 | 0 | -0.16136 | -0.19274 | -0.19851 | -0.20089 | -0.20145 | -0.096491 | -0.25289 | -0.30802 | -0.32438 | -0.33567 | -0.34429
IST Grid | IST Grid | IT Telecommunication Services | 0 | 0 | 0 | 0 | 0 | 0 |  | -0.51052 | -0.50608 | -0.50008 | -0.5001 | -0.5001 | 0 | -0.51052 | -0.50608 | -0.50008 | -0.5001 | -0.5001 | -0.0012677 | -0.084893 | -0.1331 | -0.17108 | -0.21201 | -0.25433 | 0 | -1.2584 | -1.2803 | -1.267 | -1.2691 | -1.2711 | -0.87254 | -1.8538 | -1.9195 | -1.9382 | -1.9812 | -2.0256
IST Grid | IST Grid | IT Network Services | 0 | 0 | 0 | 0 | 0 | 0 |  | -0.029704 | -0.029704 | -0.029704 | -0.029704 | -0.029704 | 0 | -0.029704 | -0.029704 | -0.029704 | -0.029704 | -0.029704 | -7.4421e-05 | -0.0049394 | -0.0078119 | -0.010162 | -0.012593 | -0.015106 | 0 | -0.0056256 | -0.0058923 | -0.0060491 | -0.0062177 | -0.006383 | -0.0036254 | -0.040269 | -0.043408 | -0.045915 | -0.048514 | -0.051193
IST Business Support | IST Business Support | IT Corporate Services | 0 | 0 | 0 | 0 | 0 | 0 |  | -0.07523 | -0.071018 | -0.071018 | -0.071179 | -0.071179 | 0 | -0.07523 | -0.071018 | -0.071018 | -0.071179 | -0.071179 | -0.00019866 | -0.01251 | -0.018677 | -0.024296 | -0.030176 | -0.036199 | 0 | -0.088166 | -0.085671 | -0.086129 | -0.086819 | -0.087302 | -0.064664 | -0.17591 | -0.17537 | -0.18144 | -0.18817 | -0.19468
IST Business Support | IST Business Support | IT ICT Shared Services | 0 | 0 | 0 | 0 | 0 | 0 |  | -0.18725 | -0.18337 | -0.18337 | -0.18352 | -0.18352 | 0 | -0.18725 | -0.18337 | -0.18337 | -0.18352 | -0.18352 | -0.00043259 | -0.031137 | -0.048226 | -0.062733 | -0.077802 | -0.093331 | 0 | -0.20039 | -0.20207 | -0.20326 | -0.2047 | -0.20594 | -0.12842 | -0.41878 | -0.43367 | -0.44936 | -0.46602 | -0.48279
IST Business Support | IST Business Support | IT Security Services | 0 | 0 | 0 | 0 | 0 | 0 |  | -0.058771 | -0.059655 | -0.051315 | -0.051345 | -0.049345 | 0 | -0.058771 | -0.059655 | -0.051315 | -0.051345 | -0.049345 | -0.00013508 | -0.0097728 | -0.015689 | -0.017555 | -0.021767 | -0.025095 | 0 | -0.029029 | -0.030483 | -0.026526 | -0.026869 | -0.026131 | -0.018183 | -0.097573 | -0.10583 | -0.095396 | -0.099981 | -0.10057
Corporate | Corporate | CS Departmental (incl ROCs) | 0 | 0 | 0 | 0 | 0 | 0 |  | -8.2004 | -8.2145 | -8.5276 | -8.5034 | -8.3207 | 0 | -8.2004 | -8.2145 | -8.5276 | -8.5034 | -8.3207 | -0.0042083 | -0.61838 | -0.9139 | -1.2301 | -1.5147 | -1.7717 | 0 | -0.095593 | -0.097492 | -0.11053 | -0.12114 | -0.12704 | -0.0042083 | -8.9144 | -9.2259 | -9.8682 | -10.1393 | -10.2194
Corporate | Corporate | CS Investigations | 0 | 0 | 0 | 0 | 0 | 0 |  | -1.0867 | -1.0867 | -1.0867 | -1.0867 | -1.0867 | 0 | -1.0867 | -1.0867 | -1.0867 | -1.0867 | -1.0867 | -0.00054455 | -0.08195 | -0.12091 | -0.15676 | -0.19359 | -0.23139 | 0 | -0.015273 | -0.01555 | -0.016985 | -0.018671 | -0.020014 | -0.00054455 | -1.184 | -1.2232 | -1.2605 | -1.299 | -1.3381
Corporate | Corporate | CS Insurance | 0 | 0 | 0 | 0 | 0 | 0 |  | -1.446 | -1.4726 | -1.513 | -1.5541 | -1.5962 | 0 | -1.446 | -1.4726 | -1.513 | -1.5541 | -1.5962 | -0.00069539 | -0.10905 | -0.16384 | -0.21826 | -0.27684 | -0.33988 | 0 | 0 | 0 | 0 | 0 | 0 | -0.00069539 | -1.5551 | -1.6364 | -1.7313 | -1.8309 | -1.9361
Corporate | Corporate | CS Insurance (self insurance)(1) | 0 | 0 | 0 | 0 | 0 | 0 |  | -2.954 | -2.381 | -2.448 | -2.482 | -1.834 | 0 | -2.954 | -2.381 | -2.448 | -2.482 | -1.834 | -0.00018039 | -0.16236 | -0.18361 | -0.24415 | -0.30486 | -0.26851 | 0 | 0 | 0 | 0 | 0 | 0 | -0.00018039 | -3.1164 | -2.5646 | -2.6922 | -2.7869 | -2.1025
Corporate | Corporate | CS Ancillary Services | 0 | 0 | 0 | 0 | 0 | 0 |  | -0.3018 | -0.3154 | -0.329 | -0.3426 | -0.3562 | 0 | -0.3018 | -0.3154 | -0.329 | -0.3426 | -0.3562 | -0.00014446 | -0.022758 | -0.03509 | -0.047459 | -0.061029 | -0.075844 | 0 | 0 | 0 | 0 | 0 | 0 | -0.00014446 | -0.32456 | -0.35049 | -0.37646 | -0.40363 | -0.43204
Corporate | Corporate | Demand response Platform | 0 | 0 | 0 | 0 | 0 | 0 | 0 | 0.3 | 0.3 | 0.3 | 0.3 | 0.3 | 0 | 0.3 | 0.3 | 0.3 | 0.3 | 0.3 | 0 | 0.015807 | 0.021997 | 0.028437 | 0.035005 | 0.041705 | 0 | 0 | 0 | 0 | 0 | 0 | 0 | 0.31581 | 0.322 | 0.32844 | 0.33501 | 0.34171
|  |  | 0 | 0 | 0 | 0 | 0 | 0 | 0 | -14.629 | -14.1422 | -14.5645 | -14.6301 | -13.8532 | 0 | -14.629 | -14.1422 | -14.5645 | -14.6301 | -13.8532 | -0.013221 | -1.3682 | -2.0379 | -2.6912 | -3.3086 | -3.8245 | 0 | -1.9243 | -1.9828 | -1.9877 | -2.0073 | -2.0184 | -1.239 | -17.9215 | -18.1628 | -19.2433 | -19.946 | -19.6961