## CoverSheet
Electricity Distribution Business
Price-Quality Regulation 1 April 2020 Reset
Capex projections feeder gating model
Draft determination
Published 29 May 2019 v1

## Description
Description
This model has been prepared and published for consultation purposes only.
General description
This model applies tests to EDBs' forecast capital expenditure. The key outputs of this model are an input into the Capex projections model, which is in turn an input into the Financial model.
Key User Inputs: This model has two key user inputs: 1 - Our analysis and the key model output is based on 2018 AMP forecast data. However, we have designed this model so users can assess the impacts of 2019 AMP forecast data. To incorporate 2019 data, change the year in cell B5 of the 'Output' sheet. All inputs requiring 2019 data will turn red. Calculations will update automatically. However, depreciation values cannot be updated for 2019. 2 - The 'Calculations - Gating' sheet calculates the results for the EDB specified in cell B4 of the 'Output' sheet.
Other notes: 1 - Financial quantities in this model are expressed in NZD'000. 2 - Annual quantities relate to years ending on 31 March. 3 - All data used by the model is entered in two 'Input' sheets. ● Inputs—all inputs except MVA capacity data for zone substations ● Inputs - MVA—MVA capacity data for zone substations 4 - Calculations are in two sheets: ● Calculations MVA—derives a single figure for the increase in zone substation for each EDB ● Calculations - Gating—Determines if the selected EDB passes or fails five tests. It also calculates the sliding-scale cap that applies for minor categories of expenditure. 5 - The Calculations tabs calculate the results for the EDB selected in the 'Output' sheet dropdown list in cell B4. 6 - The 'Output' sheet uses Excel's data table facility to display the calculated results for all EDBs. 7 - For each EDB, the final output is a pass/fail determination for each test, and its sliding scale caps.
Model suite
Data flow map of the draft EDB DPP3 (1 April 2020–31 March 2025) model suite

## Table of Contents
Table of Contents
| Sheet Name | Link
| Inputs | Inputs
Inputs that are the same for all EDBs
Inputs that are specific to individual EDBs
| Inputs - MVA | Inputs
| Calculations - MVA | Calculations - MVA
Inputs
Calculations
Output
| Calculations - Gating | Calculations - gating
Inputs
Calculations
Output
| Output | Outputs
| Output | Chartbook output tables
| Chartbook output | Chartbook outputs

## Inputs
Inputs
This sheet has all the input data required by the model, except for MVA capacity data which is included in the 'Inputs - MVA' sheet
Inputs that are the same for all EDBs
Cost inflators
|  | Actual | Actual | Actual | Actual | Actual | Actual | Actual | Forecast | Forecast | Forecast | Forecast | Forecast | Forecast
|  | 2013 | 2014 | 2015 | 2016 | 2017 | 2018 | 2019 | 2020 | 2021 | 2022 | 2023 | 2024 | 2025
Capex index of cost inflator | Linked from Input cost inflators model | 0.87932 | 0.89073 | 0.91337 | 0.94197 | 0.97239 | 1 | 1.0279 | 1.0533 | 1.0767 | 1.099 | 1.1208 | 1.1428 | 1.1728
CPI | Linked from CPI model | 2019: 1.6%; 2020: 1.7%; 2021: 2.1%; 2022: 2.1%; 2023: 2.067%; 2024: 2.033%; 2025: 2%
Gate thresholds
Gate 1 - forecast accuracy |  | 2014: 125%
Gate 2 - consumer connections |  | 2014: n/a
Gate 3 - consumer connection costs |  | 2014: 150%
Gate 4 - system growth |  | 2014: 120%
Gate 5 - asset replacement and renewals |  | 2014: 125%
Sliding-scale cap construction |  | 2013: cap max; 2014: cap min
Level of cap (Y) |  | 2013: 200%; 2014: 120%
Proportion of total expenditure (X) |  | 2013: 5%; 2014: 25%
Inputs that are specific to individual EDBs
|  |  | Alpine Energy | Aurora Energy | Centralines | EA Networks | Eastland Network | Electricity Invercargill | Horizon Energy | Nelson Electricity | Network Tasman | Orion NZ | OtagoNet | The Lines Company | Top Energy | Unison Networks | Vector Lines | Wellington Electricity
Expenditure on assets ($000)
Actual data comes from schedule 6a(i) of ID Forecast data comes from schedule 11a(i) of ID All years end on 31 March
Actual expenditure on assets (nominal)
Actual expenditure on assets (nominal) | Actual expenditure (nominal) | 2014 | 19282.8235 | 15919 | 2624 | 16827 | 5374.0644 | 4513.686 | 8972.112 | 12563.1701 | 5588.5941 | 81790 | 9984.415 | 9437 | 18898.7932 | 43624.2745 | 174264 | 35656.2275
Actual expenditure on assets (nominal) | Actual expenditure (nominal) | 2015 | 17481.2244 | 29162 | 2691 | 15005.9109 | 18869.057 | 8595.536 | 7369.0376 | 1265.2323 | 15254 | 84875.057 | 13429.058 | 10616.025 | 24638.4339 | 46081.7568 | 164185 | 31678.3607
Actual expenditure on assets (nominal) | Actual expenditure (nominal) | 2016 | 21095.1145 | 29040 | 2469 | 19751.0223 | 6286.6448 | 6274.688 | 7327.9479 | 481.7671 | 7370 | 90350.192 | 12832.302 | 10383.9681 | 16461.1969 | 50862.482 | 157908 | 29932.0512
Actual expenditure on assets (nominal) | Actual expenditure (nominal) | 2017 | 23868.3462 | 30138 | 1929 | 20647.8464 | 7672.9402 | 3763.091 | 10250.9946 | 809.1399 | 5850 | 68602.6856 | 14942.145 | 10402.9573 | 14938.5778 | 46191.0793 | 201935 | 36440.0511
Actual expenditure on assets (nominal) | Actual expenditure (nominal) | 2018 | 31563.1508 | 69297 | 2456 | 16416.2905 | 8027.0415 | 5754.018 | 7186.1793 | 943.0807 | 6131 | 76098.069 | 14306.107 | 14460.0458 | 21505.7669 | 41722.93 | 230484 | 39053.4761
Actual expenditure on assets (nominal) | Actual expenditure (nominal) | 2013: 2019
Forecast expenditure on assets (constant price for AMP year )
Forecast expenditure on assets (constant price for AMP year ) | 2014 AMP forecast expenditure ($2014) | 2014 | 22607.44 | 18004.6794 | 2951 | 15711.786 | 5950 | 4606.8125 | 8952.0827 | 9787 | 5641 | 81790 | 9796 | 10705 | 17626 | 44950.55 | 183446 | 34273.733
Forecast expenditure on assets (constant price for AMP year ) | 2014 AMP forecast expenditure ($2014) | 2015 | 15011.612 | 27850.7452 | 3274 | 16451.3914 | 20245 | 11300.8436 | 9497.4158 | 885 | 16477 | 85733.0001 | 11394 | 13214.6 | 25054.4435 | 50325.8882 | 183621 | 37810.5433
Forecast expenditure on assets (constant price for AMP year ) | 2014 AMP forecast expenditure ($2014) | 2016 | 11571.612 | 29997.0163 | 3485 | 15925.2 | 11564 | 5307.9972 | 10573.034 | 890 | 10189 | 109365.0112 | 13029 | 16288.6 | 16652.4 | 48183.5362 | 185201 | 37806.4525
Forecast expenditure on assets (constant price for AMP year ) | 2014 AMP forecast expenditure ($2014) | 2017 | 11251.612 | 20407.1104 | 3075 | 22466.907 | 15626 | 3260.5372 | 9490.4623 | 1056 | 14215 | 72598.9904 | 11139 | 11092.3 | 19021.397 | 38602.273 | 191001 | 38763.4289
Forecast expenditure on assets (constant price for AMP year ) | 2014 AMP forecast expenditure ($2014) | 2018 | 12318.612 | 18820.7183 | 3209 | 17814.2044 | 9498 | 2782.3672 | 8684.808 | 1465 | 19368 | 62975.9995 | 11749 | 10776.6 | 17515.7335 | 36741.6502 | 188812 | 43989.8561
Forecast expenditure on assets (constant price for AMP year ) | 2014 AMP forecast expenditure ($2014) | 2019 | 9563.612 | 19687.8382 | 2957 | 16890.946 | 7757 | 1979.2872 | 7968.9938 | 1527 | 10328 | 49489.0001 | 11699 | 10105.4 | 15801.21 | 35902.6415 | 187862 | 39737.8016
Forecast expenditure on assets (constant price for AMP year ) | 2015 AMP forecast expenditure ($2015) | 2015 | 10881.612 | 29591.5 | 2711 | 13923 | 20599 | 9555.6848 | 7744.2086 | 1115 | 15559 | 85733 | 12820.9918 | 13214.6 | 24874.243 | 45357.5936 | 167788.2001 | 33396.5485
Forecast expenditure on assets (constant price for AMP year ) | 2015 AMP forecast expenditure ($2015) | 2016 | 19554 | 38300.2214 | 3004.4582 | 19552.9569 | 16021.5715 | 5518.238 | 9101.2973 | 861 | 10348 | 111110.234 | 13016.4625 | 16905.2579 | 16131.7194 | 54033.3078 | 208501.5767 | 32394.0793
Forecast expenditure on assets (constant price for AMP year ) | 2015 AMP forecast expenditure ($2015) | 2017 | 18153 | 36389.084 | 3080.754 | 20263.222 | 15639.6952 | 4476.1143 | 7824.7101 | 976 | 8765 | 75819.032 | 11535.938 | 17564.4579 | 19098.5406 | 43662.7324 | 194381.4702 | 32580.3031
Forecast expenditure on assets (constant price for AMP year ) | 2015 AMP forecast expenditure ($2015) | 2018 | 16644 | 28475.7112 | 3207.754 | 19304.2171 | 8958.7906 | 2327.013 | 7454.9312 | 1331 | 10432 | 85239.1056 | 11464.232 | 13282.1425 | 18644.528 | 36326.9403 | 180739.178 | 37296.8066
Forecast expenditure on assets (constant price for AMP year ) | 2015 AMP forecast expenditure ($2015) | 2019 | 12350 | 22646.4329 | 2941.754 | 17670.5647 | 7965.4168 | 2719.4855 | 7356.7235 | 1372 | 12436 | 65554.8894 | 13760.2485 | 11240.4075 | 15871.4947 | 38388.8341 | 161648.585 | 33044.1734
Forecast expenditure on assets (constant price for AMP year ) | 2016 AMP forecast expenditure ($2016) | 2016 | 14245.199 | 27965.5 | 2328.302 | 18993 | 10427 | 6284.1519 | 8293.4634 | 650 | 8098 | 111110.234 | 12901.686 | 16905.2579 | 15545 | 48925.9432 | 161962 | 29821.752
Forecast expenditure on assets (constant price for AMP year ) | 2016 AMP forecast expenditure ($2016) | 2017 | 28247.2 | 21382.25 | 1808.3744 | 23415.085 | 11936 | 3278.2358 | 10033.9007 | 1052 | 7702 | 69454 | 14735.8058 | 14780.0623 | 14762.0959 | 40738.3153 | 188589 | 35833.4185
Forecast expenditure on assets (constant price for AMP year ) | 2016 AMP forecast expenditure ($2016) | 2018 | 23549 | 28432 | 2120 | 19976.415 | 9938 | 4905.0395 | 9082.51 | 979 | 6725 | 72618 | 13444.4708 | 13802.188 | 17036.0139 | 38309.7089 | 192399 | 36814.6881
Forecast expenditure on assets (constant price for AMP year ) | 2016 AMP forecast expenditure ($2016) | 2019 | 16280 | 51018.75 | 2065 | 20086.504 | 9760 | 4551.4477 | 8936.1421 | 1067 | 7705 | 56059 | 15198.2677 | 14044.231 | 16145.4858 | 38973.8912 | 166946 | 36258.1761
Forecast expenditure on assets (constant price for AMP year ) | 2017 AMP forecast expenditure ($2017) | 2017 | 23817.1 | 45071.25 | 1564 | 21020.9499 | 11936 | 3851.3395 | 10996.5045 | 854 | 5751 | 69454 | 13927 | 14780.0623 | 16941 | 47532.952 | 207602 | 36744.232
Forecast expenditure on assets (constant price for AMP year ) | 2017 AMP forecast expenditure ($2017) | 2018 | 30819.5 | 59595.5 | 3267.2977 | 21632.0931 | 12612 | 6217.6832 | 8875.9785 | 1068 | 9353 | 71739.502 | 14582 | 19634.9335 | 18344 | 40803.5225 | 231050 | 37630.4396
Forecast expenditure on assets (constant price for AMP year ) | 2017 AMP forecast expenditure ($2017) | 2019 | 15621.14 | 64964 | 2485 | 20815.1391 | 10760 | 4860.6107 | 7297.9858 | 1027 | 15604 | 63909 | 14484 | 19296.2679 | 18759 | 41107.6342 | 211936 | 36744.7605
Forecast expenditure on assets (constant price for AMP year ) | 2018 AMP forecast expenditure ($2018) | 2018 | 29818.436 | 69297 | 2752 | 16547.964 | 12611.2051 | 6080.8114 | 7235.4454 | 977 | 6039 | 71739.502 | 14412.6677 | 19634.9335 | 2010 | 48091.4469 | 233177 | 39469
Forecast expenditure on assets (constant price for AMP year ) | 2018 AMP forecast expenditure ($2018) | 2019 | 16590.4 | 69998.1689 | 3494.407 | 25969.2067 | 11768.0973 | 5167.9389 | 7673.3881 | 1683 | 13532 | 65613.5 | 21589.138 | 18376.5663 | 23348.2029 | 49556.1785 | 235318 | 45089
Forecast expenditure on assets (constant price for AMP year ) | 2019 AMP forecast expenditure ($2019) | 2013: 2019
Forecast expenditure on assets (nominal)
Forecast expenditure on assets (nominal) | 2014 AMP forecast expenditure ($f/c year) | 2014 | 22607.44 | 18096.4 | 2951 | 15711.786 | 5950 | 4606.8125 | 8952.0827 | 9787 | 5641 | 81790 | 9796 | 10966 | 17626 | 44950.561 | 183446 | 34274.1466
Forecast expenditure on assets (nominal) | 2014 AMP forecast expenditure ($f/c year) | 2015 | 15311.8442 | 30266.16 | 3274 | 16681.7109 | 20744 | 11334.6936 | 9629.4616 | 893.85 | 16805 | 85733 | 11394 | 13531.8 | 25054.4435 | 49363.3971 | 187045 | 39149.4098
Forecast expenditure on assets (nominal) | 2014 AMP forecast expenditure ($f/c year) | 2016 | 11803.0442 | 31817.28 | 3610.46 | 16535.7085 | 12141 | 5749.4927 | 11020.1956 | 916.878 | 10602 | 114064 | 14123.436 | 17079.6 | 16985.448 | 49956.7892 | 194205 | 40551.4393
Forecast expenditure on assets (nominal) | 2014 AMP forecast expenditure ($f/c year) | 2017 | 11476.6442 | 22281.48 | 3314.5425 | 23888.0751 | 16821 | 3702.3208 | 10168.8105 | 1109.649 | 15086 | 78798 | 12820.989 | 11910.2 | 19789.8614 | 41607.6298 | 205925 | 43055.5876
Forecast expenditure on assets (nominal) | 2014 AMP forecast expenditure ($f/c year) | 2018 | 12564.9842 | 21047.76 | 3527.9746 | 19376.7052 | 10478 | 3269.4073 | 9566.1265 | 1570.2164 | 20964 | 70971 | 14110.549 | 11848.9 | 18587.8365 | 40394.1924 | 210188 | 50359.1604
Forecast expenditure on assets (nominal) | 2014 AMP forecast expenditure ($f/c year) | 2019 | 9754.8842 | 22630.16 | 3315.9798 | 17409.3433 | 8769 | 2431.6473 | 9023.4477 | 1669.4026 | 11403 | 57177 | 14495.061 | 11377.8 | 17103.7379 | 40261.212 | 214871 | 47431.6933
Forecast expenditure on assets (nominal) | 2015 AMP forecast expenditure ($f/c year) | 2015 | 10881.612 | 29591.5 | 2711 | 13923 | 20599 | 9555.6848 | 7744.3145 | 1115 | 15559 | 85733 | 12820.9918 | 13531.8 | 24874 | 45357.5936 | 167788.2001 | 33396.5485
Forecast expenditure on assets (nominal) | 2015 AMP forecast expenditure ($f/c year) | 2016 | 19945.08 | 39028.9366 | 3100 | 19944.016 | 16266.7016 | 5518.238 | 9291.1479 | 869.61 | 9873 | 111110.234 | 13016.4625 | 16905.2579 | 16468.5568 | 55751.567 | 214611.513 | 32956.6425
Forecast expenditure on assets (nominal) | 2015 AMP forecast expenditure ($f/c year) | 2017 | 18923.4315 | 38558.4254 | 3265.2912 | 21081.8562 | 16118.2788 | 3217.3812 | 8164.3997 | 1005.4752 | 8559 | 78583.6648 | 11789.7286 | 17786.7628 | 19926.1346 | 46151.0545 | 205951.7958 | 33972.0094
Forecast expenditure on assets (nominal) | 2015 AMP forecast expenditure ($f/c year) | 2018 | 17662.746 | 32025.6655 | 3479.13 | 20485.7896 | 9396.6346 | 3633.2642 | 7966.6646 | 1398.6201 | 10481 | 91016.9864 | 11997.6398 | 13670.1025 | 19923.2952 | 39085.8022 | 196793.8486 | 39774.6833
Forecast expenditure on assets (nominal) | 2015 AMP forecast expenditure ($f/c year) | 2019 | 13368.0372 | 24410.3 | 3264.7586 | 19127.1875 | 8530.7453 | 4272.6239 | 8048.9694 | 1470.5371 | 12837 | 71736.0582 | 14746.097 | 11812.8082 | 17365.371 | 42407.1721 | 181040.494 | 35924.0663
Forecast expenditure on assets (nominal) | 2016 AMP forecast expenditure ($f/c year) | 2016 | 14245.199 | 27965.5 | 2328.302 | 18993 | 10427 | 6345.3445 | 8293.4634 | 650 | 8097 | 111110.234 | 12901.686 | 16905.2579 | 15545 | 48925.9432 | 161962 | 29821.752
Forecast expenditure on assets (nominal) | 2016 AMP forecast expenditure ($f/c year) | 2017 | 28670.908 | 21831.2772 | 1835.5 | 23414.249 | 11936 | 3278.2358 | 10033.9007 | 1052 | 7702 | 69454 | 14735.8058 | 14780.0623 | 14762.0959 | 41349.39 | 192173 | 36299.2529
Forecast expenditure on assets (nominal) | 2016 AMP forecast expenditure ($f/c year) | 2018 | 24260.7685 | 29609.6534 | 2194.836 | 20784.187 | 10114.2007 | 5008.0453 | 9232.7954 | 988.79 | 6869 | 74382.8915 | 13726.8047 | 14046.4867 | 17376.7342 | 39662.0417 | 200288 | 38302.0015
Forecast expenditure on assets (nominal) | 2016 AMP forecast expenditure ($f/c year) | 2019 | 17023.6439 | 54194.5856 | 2180.6524 | 21337.2875 | 10142.3341 | 4733.5057 | 9241.7866 | 1088.4467 | 8038 | 58736.6498 | 15812.2626 | 14594.3855 | 16797.7634 | 41156.663 | 177632 | 38477.4665
Forecast expenditure on assets (nominal) | 2017 AMP forecast expenditure ($f/c year) | 2017 | 23817.1 | 45081.75 | 1564 | 21020.9499 | 11936 | 3851.3395 | 10996.5045 | 854 | 5751 | 69454 | 13928 | 14780.0623 | 16941 | 47532.952 | 207602 | 36744.232
Forecast expenditure on assets (nominal) | 2017 AMP forecast expenditure ($f/c year) | 2018 | 31435.89 | 60300.36 | 3348 | 21632.0931 | 12612 | 6217.6832 | 8875.9785 | 1068 | 9353 | 71740 | 14580 | 19634.9335 | 18344 | 41619.593 | 235769 | 38383.0484
Forecast expenditure on assets (nominal) | 2017 AMP forecast expenditure ($f/c year) | 2019 | 31216.1616 | 66056.7565 | 2609.0015 | 21252.2571 | 10964.44 | 4957.8229 | 7424.7452 | 1037.27 | 15936 | 65127.0593 | 14773 | 19682.1933 | 19134.18 | 42768.3827 | 220578 | 38229.2488
Forecast expenditure on assets (nominal) | 2018 AMP forecast expenditure ($f/c year) | 2018 | 30358.436 | 69297 | 2752 | 16547.964 | 12611.7051 | 6080.8114 | 7235.4454 | 977 | 6038 | 71739.502 | 14412.6677 | 19634.9335 | 22034 | 48091.4469 | 233177 | 39469
Forecast expenditure on assets (nominal) | 2018 AMP forecast expenditure ($f/c year) | 2019 | 16922.208 | 71483.1862 | 3568.139 | 25969.2067 | 11768.0973 | 5167.9389 | 7673.3881 | 1683 | 13532 | 65613.5 | 21589.138 | 18376.5663 | 23348.2029 | 50601.8139 | 241177 | 46910.5956
Forecast expenditure on assets (nominal) | 2019 AMP forecast expenditure ($f/c year) | 2013: 2019
Capital contributions ($000s)
Actual data comes from schedule 6a(i) of ID Forecast data comes from schedule 11a(i) of ID All years end on 31 March
Actual capital contributions (nominal)
Actual capital contributions (nominal) | Actual expenditure (nominal) | 2014 | 5054.1749 | 4087 | 338 | 712 | 554.245 | 63.617 | 21.808 | 167.2002 | 117 | 4566 | 493.539 | 180 | 489 | 4576.1 | 29265 | 4514.3366
Actual capital contributions (nominal) | Actual expenditure (nominal) | 2015 | 3469.5599 | 4434 | 343 | 822.0751 | 89.751 | 47.75 | 137.1014 | 53.0203 | 467 | 6466.5646 | 2036 | 21.4805 | 596.2644 | 4799.5005 | 37173 | 4708.7629
Actual capital contributions (nominal) | Actual expenditure (nominal) | 2016 | 5831.354 | 6114 | 280 | 1292.7499 | 0 | 142.554 | 270.088 | 26.3675 | 187 | 7054.493 | 1363.379 | 0 | 1527.5332 | 4537.556 | 38455 | 4931.3801
Actual capital contributions (nominal) | Actual expenditure (nominal) | 2017 | 3013.1046 | 3499 | 377 | 721.0171 | 0 | 48.443 | 32.8075 | 97.4314 | 105 | 9855.705 | 731.022 | 0 | 1016.7938 | 6359.299 | 58851 | 7317.2203
Actual capital contributions (nominal) | Actual expenditure (nominal) | 2018 | 4134.5778 | 4751 | 384 | 201.0688 | 0 | 36.146 | 147 | 74.8057 | 372 | 10881.616 | 742.246 | 1365 | 1205 | 6836.844 | 59777 | 11429.434
Actual capital contributions (nominal) | Actual expenditure (nominal) | 2013: 2019
Forecast capital contributions (nominal)
Forecast capital contributions (nominal) | 2014 AMP forecast expenditure ($f/c year) | 2014 | 4148 | 5910.579 | 340 | 464.635 | 22 | 35 | 265.0143 | 48 | 149 | 4566 | 573 | 161 | 450 | 4433 | 29599 | 4165.6711
Forecast capital contributions (nominal) | 2014 AMP forecast expenditure ($f/c year) | 2015 | 2400 | 4420.3383 | 300 | 1417.242 | 513 | 35 | 268.6989 | 30 | 358 | 3871 | 1352 | 165 | 800 | 3079 | 28458 | 5700.4714
Forecast capital contributions (nominal) | 2014 AMP forecast expenditure ($f/c year) | 2016 | 2448 | 4159.3942 | 265 | 550 | 525 | 37.9291 | 276.2225 | 0 | 325 | 6932 | 750.128 | 169 | 1020 | 2787.876 | 34546 | 6355.411
Forecast capital contributions (nominal) | 2014 AMP forecast expenditure ($f/c year) | 2017 | 2496.96 | 4066.0554 | 273 | 550 | 54 | 40.2688 | 283.9567 | 0 | 236 | 5134 | 796.492 | 173 | 1300.5 | 2900.5062 | 39042 | 6967.374
Forecast capital contributions (nominal) | 2014 AMP forecast expenditure ($f/c year) | 2018 | 2546.8992 | 3896.8525 | 281 | 500 | 55 | 42.0362 | 291.9075 | 0 | 299 | 4311 | 831.092 | 178 | 1326.51 | 2958.5163 | 37812 | 6609.6118
Forecast capital contributions (nominal) | 2014 AMP forecast expenditure ($f/c year) | 2019 | 2597.8372 | 3809.1185 | 290 | 500 | 57 | 43.3484 | 300.0809 | 0 | 321 | 2190 | 857.388 | 182 | 1353.0402 | 3017.6866 | 35191 | 6518.4969
Forecast capital contributions (nominal) | 2015 AMP forecast expenditure ($f/c year) | 2015 | 2400 | 4187.05 | 387 | 644 | 50 | 31 | 490 | 48 | 430 | 3871 | 671.454 | 165 | 600 | 4760 | 33010.3341 | 4878.9727
Forecast capital contributions (nominal) | 2015 AMP forecast expenditure ($f/c year) | 2016 | 3200 | 3960.44 | 300 | 919.632 | 50.765 | 32.894 | 352.9694 | 30 | 420 | 5397 | 1329.1128 | 30 | 1042.0535 | 3054 | 50216.094 | 6318.7435
Forecast capital contributions (nominal) | 2015 AMP forecast expenditure ($f/c year) | 2017 | 2400 | 3961.44 | 265 | 572.22 | 51.53 | 33.617 | 448.0802 | 0 | 259 | 4288.7681 | 773.3605 | 35 | 1325.8882 | 4344.2351 | 38473.0801 | 6202.2691
Forecast capital contributions (nominal) | 2015 AMP forecast expenditure ($f/c year) | 2018 | 2400 | 4016.46 | 273 | 583.6644 | 52.4437 | 34.29 | 432.3181 | 0 | 247 | 6857.7054 | 791.9211 | 38 | 1357.9814 | 3749.5672 | 36360.2279 | 5669.2373
Forecast capital contributions (nominal) | 2015 AMP forecast expenditure ($f/c year) | 2019 | 2400 | 4071.48 | 281 | 595.3377 | 53.5486 | 34.9758 | 269.7342 | 0 | 280 | 6669.252 | 810.9272 | 40 | 1390.4337 | 3832.546 | 35092.9507 | 5402.5308
Forecast capital contributions (nominal) | 2016 AMP forecast expenditure ($f/c year) | 2016 | 2400 | 6552 | 300 | 1278 | 50.765 | 177.6918 | 828 | 0 | 135 | 5397 | 1391.808 | 30 | 1468 | 4004 | 34322 | 4879.2162
Forecast capital contributions (nominal) | 2016 AMP forecast expenditure ($f/c year) | 2017 | 4600 | 4595 | 265 | 771 | 50 | 80.9428 | 654.75 | 12 | 193 | 4302 | 773.067 | 0 | 1052.2 | 3967.635 | 35790 | 5201.7347
Forecast capital contributions (nominal) | 2016 AMP forecast expenditure ($f/c year) | 2018 | 3200 | 4239 | 273 | 736 | 50.8865 | 82.6425 | 470.5595 | 0 | 125 | 6236.77 | 789.3014 | 0 | 1073.244 | 3079.0695 | 40821 | 5828.4352
Forecast capital contributions (nominal) | 2016 AMP forecast expenditure ($f/c year) | 2019 | 3200 | 3593 | 281 | 670 | 51.9587 | 84.1805 | 317.397 | 0 | 116 | 7408.11 | 804.2981 | 0 | 1094.7089 | 3121.2877 | 36162 | 5678.4709
Forecast capital contributions (nominal) | 2017 AMP forecast expenditure ($f/c year) | 2017 | 2870.334 | 3940 | 305 | 859.5312 | 50.765 | 113.897 | 441.83 | 93 | 105 | 4302 | 567 | 0 | 1045 | 6233 | 50770 | 7194.9669
Forecast capital contributions (nominal) | 2017 AMP forecast expenditure ($f/c year) | 2018 | 2684 | 3795.1137 | 273 | 770 | 50 | 67.2754 | 320.16 | 0 | 240 | 4382 | 728.6 | 0 | 1052 | 7068.6 | 52084 | 6550.3113
Forecast capital contributions (nominal) | 2017 AMP forecast expenditure ($f/c year) | 2019 | 2000 | 3422.4314 | 314.97 | 656.503 | 50.95 | 88.9001 | 306.8996 | 0 | 550 | 7791 | 743.172 | 0 | 1069.98 | 6762.6 | 43829 | 6022.443
Forecast capital contributions (nominal) | 2018 AMP forecast expenditure ($f/c year) | 2018 | 2684 | 4751 | 315 | 170.858 | 50 | 60.529 | 320 | 70.805 | 660 | 4382 | 782.514 | 0 | 1100 | 7088 | 67489 | 11776
Forecast capital contributions (nominal) | 2018 AMP forecast expenditure ($f/c year) | 2019 | 2000 | 5653.4901 | 293.8008 | 381.2 | 50 | 177.3986 | 338.4 | 0 | 725 | 6476 | 549.3246 | 0 | 1071 | 6785.2095 | 64585 | 6416.85
Forecast capital contributions (nominal) | 2019 AMP forecast expenditure ($f/c year) | 2013: 2019
Population Growth
This data comes from the outputs of the Population Growth opex feeder model
Population Growth | compound average growth rate 2018-2023 | 2023 | 0.4524% | 0.9642% | 0.0721% | 0.9036% | 0.2285% | 0.1022% | -0.02334% | 0.6267% | 0.7211% | 1.369% | 0.6655% | -0.005816% | 0.3787% | 0.4756% | 1.764% | 0.6986%
Population Growth | compound average growth rate 2019-2024 | 2028 | 0.3719% | 0.631% | -0.1443% | 0.8114% | 0.1115% | 0.04287% | -0.1523% | 0.4553% | 0.552% | 0.9111% | 0.2517% | -0.3751% | 0.2484% | 0.3206% | 1.318% | 0.517%
Consumer Connections
2012 number of connections are at year-end, and comes from Report MP1 - Network Information from the 2008-2012 ID. Actual data for 2013-2018 comes from Schedule 9e(i) of ID. Note there are inconsistencies in how this data has been reported by EDBs. Forecast data is from Schedule 12c(i) of ID.
All consumer connections (# of ICPs)
All consumer connections (# of ICPs) | Actual | 2012 | 31018 | 82908 | 8291 | 18146 | 25567 | 17243 | 24636 | 9089 | 37089 | 190679 | 14824 | 24315 | 31217 | 109171 | 534713 | 164453
All consumer connections (# of ICPs) | Actual | 2013 | 31216 | 748 | 8379 | 346 | 25550 | 17237 | 24675 | 9102.5 | 722 | -1428 | 14812 | 138 | 257 | 109733 | 5230 | 1190
All consumer connections (# of ICPs) | Actual | 2014 | 405 | 692 | 8412 | 331 | 25353 | 66 | 58 | 94 | 764 | 6200 | 56 | 102 | 354 | 110296 | 5977 | 1260
All consumer connections (# of ICPs) | Actual | 2015 | 368 | 1182 | 8459 | 332 | 25387 | 50 | 119 | 73 | 539 | 7736 | 99 | 71 | 320 | 110796 | 7324 | 2331
All consumer connections (# of ICPs) | Actual | 2016 | 374 | 845 | 56 | 311 | 25410 | 79 | 137 | 49 | 527 | 7516 | 279 | 155 | 376 | 1115 | 8042 | 1400
All consumer connections (# of ICPs) | Actual | 2017 | 353 | 2084.296 | 62 | 187 | 25455 | 89 | 186 | 46 | 590 | 5941 | 351 | 169 | 331 | 1100 | 9176 | 1031
All consumer connections (# of ICPs) | Actual | 2018 | 320 | 1462 | 87 | 193 | 25455 | 53 | 187 | 51 | 642 | 4885 | 504 | 203 | 498 | 1152 | 11054 | 2421
All consumer connections (# of ICPs) | Forecast | 2019 | 33164.6439 | 1184 | 31 | 378 | 25452.0482 | 63.5 | 165 | 60 | 649 | 4000 | 317 | 130 | 325 | 933 | 11243 | 1204
All consumer connections (# of ICPs) | Forecast | 2020 | 33499.2358 | 1068 | 21 | 372 | 25502.1119 | 63.5 | 170 | 60 | 659 | 3600 | 334 | 131 | 328 | 933 | 11750 | 1204
All consumer connections (# of ICPs) | Forecast | 2021 | 33837.204 | 1069 | 21 | 377 | 25552.2084 | 63.5 | 175 | 60 | 671 | 3400 | 375 | 130 | 326 | 933 | 12257 | 1204
All consumer connections (# of ICPs) | Forecast | 2022 | 34178.5825 | 1077 | 21 | 370 | 25601.3049 | 63.5 | 180 | 60 | 683 | 3300 | 384 | 130 | 326 | 933 | 11950 | 1204
All consumer connections (# of ICPs) | Forecast | 2023 | 34523.4056 | 1066 | 21 | 365 | 25654.4014 | 63.5 | 185 | 60 | 694 | 3300 | 372 | 130 | 325 | 933 | 11950 | 1204
All consumer connections (# of ICPs) | Forecast | 2013: 2024
Major consumer connections (# of ICPs) - Note this data has only been input where an EDB fails the relevant gate without it and it can be reasonably identified
SUBCATEGORY SOURCE (from within Schedules 6a(ii) and 11a(ii) of ID)
Major consumer connections (# of ICPs) - Note this data has only been input where an EDB fails the relevant gate without it and it can be reasonably identified | Actual | 2013: 2012
Major consumer connections (# of ICPs) - Note this data has only been input where an EDB fails the relevant gate without it and it can be reasonably identified | Actual | 2013: 2013
Major consumer connections (# of ICPs) - Note this data has only been input where an EDB fails the relevant gate without it and it can be reasonably identified | Actual | 2013: 2014
Major consumer connections (# of ICPs) - Note this data has only been input where an EDB fails the relevant gate without it and it can be reasonably identified | Actual | 2013: 2015
Major consumer connections (# of ICPs) - Note this data has only been input where an EDB fails the relevant gate without it and it can be reasonably identified | Actual | 2013: 2016
Major consumer connections (# of ICPs) - Note this data has only been input where an EDB fails the relevant gate without it and it can be reasonably identified | Actual | 2013: 2017
Major consumer connections (# of ICPs) - Note this data has only been input where an EDB fails the relevant gate without it and it can be reasonably identified | Actual | 2013: 2018
Major consumer connections (# of ICPs) - Note this data has only been input where an EDB fails the relevant gate without it and it can be reasonably identified | Forecast | 2013: 2019; 2019: 2.6458
Major consumer connections (# of ICPs) - Note this data has only been input where an EDB fails the relevant gate without it and it can be reasonably identified | Forecast | 2013: 2020; 2019: 2.6458; 2025: 1
Major consumer connections (# of ICPs) - Note this data has only been input where an EDB fails the relevant gate without it and it can be reasonably identified | Forecast | 2013: 2021; 2019: 2.6458
Major consumer connections (# of ICPs) - Note this data has only been input where an EDB fails the relevant gate without it and it can be reasonably identified | Forecast | 2013: 2022; 2019: 2.6458
Major consumer connections (# of ICPs) - Note this data has only been input where an EDB fails the relevant gate without it and it can be reasonably identified | Forecast | 2013: 2023; 2019: 2.6458
Major consumer connections (# of ICPs) - Note this data has only been input where an EDB fails the relevant gate without it and it can be reasonably identified | Forecast | 2013: 2024
Consumer Connection expenditure ($000)
Actual data comes from schedule 6a(iii) of ID Forecast data comes from schedule 11a(ii) of ID All years end on 31 March
All consumer connection expenditure
All consumer connection expenditure | Actual (nominal) | 2013 | 6975.0838 | 6671 | 220 | 4694 | 75.844 | 324.136 | 787.7288 | 5 | 545 | 6846 | 2053.713 | 658.0175 | 600.4803 | 10545.985 | 20531 | 5033.3195
All consumer connection expenditure | Actual (nominal) | 2014 | 3700.7889 | 4723 | 392 | 4471 | 62.7802 | 231.999 | 172 | 0 | 922 | 14658 | 824.056 | 629 | 1475.184 | 7328.712 | 31712 | 6048.2167
All consumer connection expenditure | Actual (nominal) | 2015 | 4760.2625 | 10250 | 469 | 3738.3323 | 105.6075 | 26.589 | 96.5932 | 0.66775 | 1031 | 15116.529 | 2837.805 | 365.221 | 1470.9583 | 8315.4228 | 39146 | 5615.1409
All consumer connection expenditure | Actual (nominal) | 2016 | 8030.8962 | 10553 | 404 | 3106.8145 | 118.4463 | 550.819 | 144.2809 | 0.49936 | 465 | 19785.353 | 2035.559 | 1470.4632 | 1547.8356 | 15612.323 | 42018 | 5954.8061
All consumer connection expenditure | Actual (nominal) | 2017 | 4401.1232 | 7526 | 637 | 2229.3949 | 104.5987 | 162.299 | 74.2449 | 0 | 836 | 20686.031 | 5150.779 | 874.0717 | 1260.0541 | 11662.745 | 55863 | 7597.1256
All consumer connection expenditure | Actual (nominal) | 2018 | 3797.5132 | 8494 | 526 | 2178 | 77.9027 | 236.9672 | 202.7602 | 0 | 661 | 17369.755 | 4979.408 | 2766.9416 | 2115.2427 | 11530.495 | 66862 | 9902.4402
All consumer connection expenditure | Forecast (constant 2018) | 2019 | 2000 | 9200 | 400 | 3267.7821 | 111.683 | 524.7062 | 363.582 | 135 | 520 | 15000 | 3578.1867 | 4936.7537 | 1280 | 9409.9307 | 64009 | 6835
All consumer connection expenditure | Forecast (constant 2018) | 2020 | 2000 | 9200 | 400 | 3215.4352 | 111.683 | 226.6785 | 376.497 | 155 | 520 | 14388.5 | 5278.1867 | 3574.5037 | 1269 | 9570 | 63448 | 6774
All consumer connection expenditure | Forecast (constant 2018) | 2021 | 2000 | 8600 | 400 | 3241.1067 | 111.683 | 1073.8262 | 389.412 | 85 | 520 | 14088.5 | 4236.3303 | 1976.5537 | 1488 | 9570 | 61186 | 6998
All consumer connection expenditure | Forecast (constant 2018) | 2022 | 2000 | 8000 | 400 | 3138.361 | 111.683 | 726.6787 | 402.327 | 0 | 520 | 14038.5 | 4336.3303 | 1348.9537 | 1488 | 9570 | 59711 | 7975
All consumer connection expenditure | Forecast (constant 2018) | 2023 | 2000 | 7250 | 400 | 3080.7242 | 111.683 | 726.6787 | 415.242 | 0 | 520 | 14038.5 | 4194.7136 | 1081.7537 | 1488 | 9570 | 56832 | 8949
All consumer connection expenditure | Forecast (constant 2018) | 2013: 2024
Capital contributions funding consumer connection expenditure
Capital contributions funding consumer connection expenditure | Actual (nominal) | 2013 | 0 | 2765 | 171 | 535 | 5.8674 | 75.13 | 0 | 0 |  | 1116 | 894.964 | 69.787 | 600.4803 | 6423 | 0 | 3806.9323
Capital contributions funding consumer connection expenditure | Actual (nominal) | 2014 | 1038.4308 | 2948 | 338 | 555 | 6.0458 | 43.598 | 21.808 | 0 | 0 | 1811 | 493.539 | 0 | 489 | 4190.668 | 17175 | 4078.8631
Capital contributions funding consumer connection expenditure | Actual (nominal) | 2015 | 1048.5746 | 3584 | 343 | 669.6044 | 0 | 25.401 | 16.8503 | 0 | 7 | 2974.2136 | 1675 | 0 | 596.2644 | 3005.079 | 25513 | 3720.9146
Capital contributions funding consumer connection expenditure | Actual (nominal) | 2016 | 2560.9045 | 5059 | 280 | 779.5519 | 0 | 112.457 | 1.5 | 0 | 0 | 2871.056 | 1066.624 | 0 | 1527.5332 | 3774.162 | 25730 | 3664.6387
Capital contributions funding consumer connection expenditure | Actual (nominal) | 2017 | 665.2521 | 2904 | 377 | 374.5745 | 0 | 48.443 | 3.051 | 0 | 14 | 1923.005 | 727.239 |  | 1016.7938 | 4428.938 | 42607 | 6098.0712
Capital contributions funding consumer connection expenditure | Actual (nominal) | 2018 | 2614.417 | 4483 | 384 | 185 | 0 | 36.146 | 0 | 0 | 16 | 1968.957 | 729.218 | 1365 | 1205 | 5633.133 | 46576 | 7272.1864
Capital contributions funding consumer connection expenditure | Forecast (constant 2018) | 2019 | 1500 | 4252.1417 | 300 | 160 | 50 | 157.4119 | 338.4 | 0 | 14 | 1085.6 | 549.3246 | 0 | 1071 | 3774.5098 | 53372 | 5126.25
Capital contributions funding consumer connection expenditure | Forecast (constant 2018) | 2020 | 1500 | 4252.1417 | 300 | 160 | 50 | 68.0036 | 345.9 | 0 | 14 | 1057.6 | 549.3246 | 0 | 1056 | 4500 | 52768 | 5080.5
Capital contributions funding consumer connection expenditure | Forecast (constant 2018) | 2021 | 1500 | 3974.8281 | 300 | 160 | 50 | 322.1479 | 353.4 | 0 | 14 | 1017.6 | 549.3246 | 0 | 1056 | 4500 | 51197 | 5248.5
Capital contributions funding consumer connection expenditure | Forecast (constant 2018) | 2022 | 1500 | 3697.5145 | 300 | 160 | 50 | 218.0036 | 360.9 | 0 | 14 | 982.6 | 549.3246 | 0 | 1056 | 4500 | 50172 | 5981.25
Capital contributions funding consumer connection expenditure | Forecast (constant 2018) | 2023 | 1500 | 3350.8726 | 300 | 160 | 50 | 218.0036 | 368.4 | 0 | 14 | 972.6 | 549.3246 | 0 | 1056 | 4500 | 47875 | 6711.75
Capital contributions funding consumer connection expenditure | Forecast (constant 2018) | 2013: 2024
Major consumer connections expenditure - Note this data has only been input where an EDB fails the relevant gate without it and it can be reasonably identified
SUBCATEGORY SOURCE (from within Schedules 6a(iii) and 11a(ii) of ID)
Major consumer connections expenditure - Note this data has only been input where an EDB fails the relevant gate without it and it can be reasonably identified | Actual (nominal) | 2013: 2013
Major consumer connections expenditure - Note this data has only been input where an EDB fails the relevant gate without it and it can be reasonably identified | Actual (nominal) | 2013: 2014
Major consumer connections expenditure - Note this data has only been input where an EDB fails the relevant gate without it and it can be reasonably identified | Actual (nominal) | 2013: 2015
Major consumer connections expenditure - Note this data has only been input where an EDB fails the relevant gate without it and it can be reasonably identified | Actual (nominal) | 2013: 2016
Major consumer connections expenditure - Note this data has only been input where an EDB fails the relevant gate without it and it can be reasonably identified | Actual (nominal) | 2013: 2017; 2019: 34.86
Major consumer connections expenditure - Note this data has only been input where an EDB fails the relevant gate without it and it can be reasonably identified | Actual (nominal) | 2013: 2018; 2019: 199.0409
Major consumer connections expenditure - Note this data has only been input where an EDB fails the relevant gate without it and it can be reasonably identified | Forecast (constant 2018) | 2013: 2019; 2019: 411.84; 2025: 4555
Major consumer connections expenditure - Note this data has only been input where an EDB fails the relevant gate without it and it can be reasonably identified | Forecast (constant 2018) | 2013: 2020; 2019: 113.8123; 2025: 3192.75
Major consumer connections expenditure - Note this data has only been input where an EDB fails the relevant gate without it and it can be reasonably identified | Forecast (constant 2018) | 2013: 2021; 2019: 960.96; 2025: 1594.8
Major consumer connections expenditure - Note this data has only been input where an EDB fails the relevant gate without it and it can be reasonably identified | Forecast (constant 2018) | 2013: 2022; 2019: 113.8123; 2025: 967.2
Major consumer connections expenditure - Note this data has only been input where an EDB fails the relevant gate without it and it can be reasonably identified | Forecast (constant 2018) | 2013: 2023; 2019: 113.8123; 2025: 700
Major consumer connections expenditure - Note this data has only been input where an EDB fails the relevant gate without it and it can be reasonably identified | Forecast (constant 2018) | 2013: 2024
System growth expenditure on zone substations ($000)
Actual data comes from schedule 6a(iv) of ID Forecast data comes from schedule 11a(iii) of ID All years end on 31 March
System growth expenditure on zone substations ($000) | Actual (nominal) | 2014 | 151.6722 | 24 | 0 | 254 | 0 | 2330.002 | 5.504 | 8116.1112 | 335.7196 | 6 | 22.493 | 8 | 3397.011 | 42.184 | 21865 | 134.3968
System growth expenditure on zone substations ($000) | Actual (nominal) | 2015 | 654.0534 | 6654 | 0 | 58.2514 | 7744.2445 | 4241.199 | 2.592 | 673.623 | 232 | 15126.079 | 91.347 | 185.9764 | 151.1265 | 5126.596 | 11333 | 0
System growth expenditure on zone substations ($000) | Actual (nominal) | 2016 | 292.8837 | 6595 | 0 | 723.7151 | 0 | 2141.256 | 78.7491 | 0 | 2118 | 9745.684 | 424.425 | 10.2049 | 335.4512 | 3232.284 | 6719 | 0
System growth expenditure on zone substations ($000) | Actual (nominal) | 2017 | 20.9208 | 23 | 0 | 3113.7826 | 0 | 159.107 | 1630.4745 | 0 | 132 | 825.51 | 743.725 | 13.0406 | 804.3114 | 3537.3181 | 12074 | 54.4387
System growth expenditure on zone substations ($000) | Actual (nominal) | 2018 | 3560.2781 | 5 | 0 | 32 | 0 | 0 | 620.3805 | 0 | 285 | 4687.223 | 206.309 | 4.7609 | 4639.1253 | 312.981 | 12347 | 160.2844
System growth expenditure on zone substations ($000) | Forecast (constant 2018) | 2019 | 1570 | 2986.6095 | 0 | 2296.87 | 0 | 0 | 0 | 0 | 4750 | 2658.5279 | 231.8716 | 0 | 13 | 0 | 19698 | 600
System growth expenditure on zone substations ($000) | Forecast (constant 2018) | 2020 | 0 | 3508.7984 | 0 | 1970.87 | 0 | 0 | 2709.8913 | 0 | 2400 | 7374.8201 | 1719.5667 | 0 | 0 | 0 | 21608 | 2700
System growth expenditure on zone substations ($000) | Forecast (constant 2018) | 2021 | 1500 | 3616.0524 | 0 | 695.59 | 0 | 0 | 2737.6225 | 0 | 2400 | 1523.1169 | 53.0427 | 0 | 572 | 0 | 11469 | 1400
System growth expenditure on zone substations ($000) | Forecast (constant 2018) | 2022 | 1000 | 3020.1661 | 0 | 516.58 | 0 | 0 | 0 | 0 | 14500 | 5396.4868 | 89.4254 | 0 | 3578 | 0 | 16156 | 4500
System growth expenditure on zone substations ($000) | Forecast (constant 2018) | 2023 | 2000 | 1454.2762 | 0 | 350.3 | 0 | 0 | 0 | 0 | 12000 | 8026.4868 | 89.4254 | 0 | 694 | 0 | 25166 | 100
System growth expenditure on zone substations ($000) | Forecast (constant 2018) | 2013: 2024
Depreciation (nominal) ($000)
We used the DPP3 financial model to prepare forecast depreciation figures for use in setting the capex allowances. This was done by replacing the ‘value of commissioned assets’ figures for the years 2021–2025 with the corresponding EDB forecasts sourced from Schedule 11 of the EDB 2018 Information Disclosure reports. This data does not update if 2019 data is chosen in the 'Output' sheet.
Depreciation (nominal) ($000) | Forecast (nominal) | 2021 | 17095.9639 | 21966.5479 | 3000.0707 | 11670.3631 | 6979.5589 | 3511.12 | 6897.971 | 1610.0612 | 8423.897 | 48655.848 | 8509.8606 | 10677.8757 | 11329.3308 | 31584.5145 | 130006.8458 | 34958.4159
Depreciation (nominal) ($000) | Forecast (nominal) | 2022 | 17829.3261 | 23137.9559 | 3129.5741 | 12310.7884 | 7317.6205 | 3685.0753 | 7219.416 | 1675.4243 | 8702.1876 | 51014.6401 | 9021.16 | 11159.8045 | 12093.9407 | 33147.7076 | 136176.027 | 36697.6307
Depreciation (nominal) ($000) | Forecast (nominal) | 2023 | 18561.2182 | 24344.3076 | 3258.0865 | 12958.614 | 7644.7451 | 3846.4814 | 7502.1947 | 1744.9084 | 9015.079 | 53515.4331 | 9548.1308 | 11652.7848 | 12736.5882 | 34725.1975 | 142930.5106 | 38235.1766
Depreciation (nominal) ($000) | Forecast (nominal) | 2024 | 19243.396 | 25546.3126 | 3389.1108 | 13589.2663 | 7966.4999 | 4018.0709 | 7797.812 | 1815.8835 | 9321.7703 | 56156.0004 | 10099.4757 | 12142.154 | 13381.535 | 36296.9824 | 150049.5369 | 39839.9487
Depreciation (nominal) ($000) | Forecast (nominal) | 2025 | 19940.4618 | 26721.6519 | 3533.9679 | 14174.1073 | 8313.6218 | 4190.7144 | 8112.2544 | 1891.8808 | 9580.9191 | 58758.7443 | 10681.3562 | 12630.0618 | 14042.6984 | 38009.2696 | 157120.6177 | 41507.4765
Asset replacement and renewal expenditure ($000)
ARR expenditure data comes from schedule 11a(i) of ID Capital contribution data comes from schedule 11a(iv) of ID All years end 31 March
Asset replacement and renewal expenditure ($000) | Forecast (constant 2018) | 2021 | 10860 | 48824.6694 | 810 | 7558.579 | 7249.0032 | 3766.207 | 4166.4959 | 992 | 3773 | 33155.5 | 9176.2605 | 9333.6645 | 9441.26 | 20500.0411 | 90508 | 18578
Asset replacement and renewal expenditure ($000) | Forecast (constant 2018) | 2022 | 10630 | 46911.1607 | 935 | 7124.43 | 6779.1069 | 2885.1881 | 3884.035 | 1030 | 2973 | 34340.5 | 9550.3978 | 8998.8747 | 4721.53 | 21085.7135 | 99178 | 18497
Asset replacement and renewal expenditure ($000) | Forecast (constant 2018) | 2023 | 6930 | 45457.8192 | 902 | 6889.691 | 6746.0446 | 3234.4903 | 4489.9307 | 1097 | 2373 | 33385.5 | 10548.9378 | 8632.042 | 5506.0244 | 18965.4519 | 99980 | 19746
Asset replacement and renewal expenditure ($000) | Forecast (constant 2018) | 2024 | 9150 | 47410.5924 | 1310 | 4709.287 | 6848.7672 | 2771.1262 | 5481.3474 | 1096 | 2173 | 37785.5 | 10731.9878 | 7672.9845 | 6520.4199 | 25535.8031 | 101107 | 21050
Asset replacement and renewal expenditure ($000) | Forecast (constant 2018) | 2025 | 6470 | 41197.8414 | 1310 | 1864.555 | 6502.9942 | 3104.2155 | 6285.4683 | 947 | 2373 | 38765.5 | 9241.5523 | 10750.9435 | 5096.2988 | 24683.878 | 96815 | 24450
Capital contributions towards asset replacement and renewal expenditure ($000)
Capital contributions towards asset replacement and renewal expenditure ($000) | Forecast (constant 2018) | 2021 | 200 | 0 | 0 | 128 | 0 | 0 | 0 | 0 | 168 | 0 | 0 | 0 | 0 | 0 | 0 | 0
Capital contributions towards asset replacement and renewal expenditure ($000) | Forecast (constant 2018) | 2022 | 200 | 0 | 0 | 200 | 0 | 0 | 0 | 0 | 132 | 0 | 0 | 0 | 0 | 0 | 0 | 0
Capital contributions towards asset replacement and renewal expenditure ($000) | Forecast (constant 2018) | 2023 | 200 | 0 | 0 | 68 | 0 | 0 | 0 | 0 | 106 | 0 | 0 | 0 | 0 | 0 | 0 | 0
Capital contributions towards asset replacement and renewal expenditure ($000) | Forecast (constant 2018) | 2013: 2024
Capital contributions towards asset replacement and renewal expenditure ($000) | Forecast (constant 2018) | 2013: 2025
Total reliability and safety expenditure ($000)
TRS&E expenditure data comes from schedule 11a(i) of ID Capital contribution data comes from schedules 11a(vi) - 11a(viii) of ID All years end 31 March
Total reliability and safety expenditure ($000) | Forecast (constant 2018) | 2021 | 1090 | 210.176 | 1125.1 | 1872.769 | 605.8611 | 131.9548 | 510.7988 | 230 | 480 | 0 | 1374.6818 | 1918.6355 | 3502.4896 | 4654.5 | 2046 | 13359
Total reliability and safety expenditure ($000) | Forecast (constant 2018) | 2022 | 870 | 210.176 | 785 | 1175.345 | 508.5245 | 376.3204 | 1403.7762 | 250 | 420 | 0 | 1036.1348 | 2158.3618 | 3666.3395 | 4997.976 | 1951 | 2000
Total reliability and safety expenditure ($000) | Forecast (constant 2018) | 2023 | 770 | 210.176 | 990 | 517.468 | 55.8415 | 283.7866 | 1089.4067 | 205 | 720 | 0 | 523.3186 | 2215.9845 | 6056.392 | 6026.142 | 2094 | 2250
Total reliability and safety expenditure ($000) | Forecast (constant 2018) | 2024 | 770 | 110.176 | 740 | 531.062 | 111.683 | 269.7023 | 372.5333 | 305 | 420 | 0 | 523.3186 | 2364.9304 | 2876.4095 | 3924.57 | 1452 | 1358
Total reliability and safety expenditure ($000) | Forecast (constant 2018) | 2025 | 770 | 110.176 | 790 | 2268.535 | 441.683 | 269.7023 | 183.6855 | 285 | 420 | 0 | 523.3186 | 750.3584 | 1522.4203 | 4391.76 | 1055 | 963
Capital contributions toward quality of supply expenditure
Capital contributions toward quality of supply expenditure | Forecast (constant 2018) | 2021 | 0 | 0 | 0 | 0 | 0 | 0 | 0 | 0 | 0 | 0 | 0 | 0 | 0 | 0 | 0 | 0
Capital contributions toward quality of supply expenditure | Forecast (constant 2018) | 2022 | 0 | 0 | 0 | 0 | 0 | 0 | 0 | 0 | 0 | 0 | 0 | 0 | 0 | 0 | 0 | 0
Capital contributions toward quality of supply expenditure | Forecast (constant 2018) | 2023 | 0 | 0 | 0 | 0 | 0 | 0 | 0 | 0 | 0 | 0 | 0 | 0 | 0 | 0 | 0 | 0
Capital contributions toward quality of supply expenditure | Forecast (constant 2018) | 2013: 2024
Capital contributions toward quality of supply expenditure | Forecast (constant 2018) | 2013: 2025
Capital contributions toward legislative and regulatory expenditure
Capital contributions toward legislative and regulatory expenditure | Forecast (constant 2018) | 2021 | 0 | 0 | 0 | 0 | 0 | 0 | 0 | 0 | 0 | 0 | 0 | 0 | 0 | 0 | 0 | 0
Capital contributions toward legislative and regulatory expenditure | Forecast (constant 2018) | 2022 | 0 | 0 | 0 | 0 | 0 | 0 | 0 | 0 | 0 | 0 | 0 | 0 | 0 | 0 | 0 | 0
Capital contributions toward legislative and regulatory expenditure | Forecast (constant 2018) | 2023 | 0 | 0 | 0 | 0 | 0 | 0 | 0 | 0 | 0 | 0 | 0 | 0 | 0 | 0 | 0 | 0
Capital contributions toward legislative and regulatory expenditure | Forecast (constant 2018) | 2013: 2024
Capital contributions toward legislative and regulatory expenditure | Forecast (constant 2018) | 2013: 2025
Capital contributions toward other reliability, safety and environment expenditure
Capital contributions toward other reliability, safety and environment expenditure | Forecast (constant 2018) | 2021 | 0 | 0 | 0 | 0 | 0 | 0 | 0 | 0 | 0 | 0 | 0 | 0 | 0 | 0 | 0 | 0
Capital contributions toward other reliability, safety and environment expenditure | Forecast (constant 2018) | 2022 | 0 | 0 | 0 | 0 | 0 | 0 | 0 | 0 | 0 | 0 | 0 | 0 | 0 | 0 | 0 | 0
Capital contributions toward other reliability, safety and environment expenditure | Forecast (constant 2018) | 2023 | 0 | 0 | 0 | 0 | 0 | 0 | 0 | 0 | 0 | 0 | 0 | 0 | 0 | 0 | 0 | 0
Capital contributions toward other reliability, safety and environment expenditure | Forecast (constant 2018) | 2013: 2024
Capital contributions toward other reliability, safety and environment expenditure | Forecast (constant 2018) | 2013: 2025
Asset relocation expenditure ($000)
Asset relocation expenditure data comes from schedule 11a(i) of ID Capital contribution data comes from schedules 11a(v) of ID All years end 31 March
Asset relocation expenditure ($000) | Forecast (constant 2018) | 2021 | 1000 | 2154.3624 | 110 | 0 | 50 | 5.7108 | 43.268 | 20 | 500 | 1388 | 53.5339 | 11.6425 | 0 | 1044 | 17021 | 1714
Asset relocation expenditure ($000) | Forecast (constant 2018) | 2022 | 1000 | 1292.6174 | 110 | 0 | 50 | 5.7108 | 44.703 | 0 | 500 | 1788 | 53.5339 | 11.6425 | 0 | 1044 | 17008 | 1731
Asset relocation expenditure ($000) | Forecast (constant 2018) | 2023 | 1000 | 1292.6174 | 110 | 0 | 50 | 5.7108 | 46.138 | 0 | 500 | 1788 | 53.5339 | 11.6425 | 0 | 1044 | 16868 | 1748
Asset relocation expenditure ($000) | Forecast (constant 2018) | 2024 | 1000 | 1292.6174 | 110 | 0 | 50 | 5.7108 | 47.573 | 0 | 500 | 1388 | 53.5339 | 11.6425 | 0 | 870 | 16720 | 1766
Asset relocation expenditure ($000) | Forecast (constant 2018) | 2025 | 1000 | 1292.6174 | 110 | 0 | 50 | 5.7108 | 49.008 | 0 | 500 | 1388 | 53.5339 | 11.6425 | 0 | 870 | 16749 | 1784
Capital contributions toward asset relocation expenditure
Capital contributions toward asset relocation expenditure | Forecast (constant 2018) | 2021 | 0 | 995.7233 | 0 | 0 | 0 | 0 | 0 | 0 | 259 | 690 | 0 | 0 | 0 | 1000 | 9289 | 1028.4
Capital contributions toward asset relocation expenditure | Forecast (constant 2018) | 2022 | 0 | 597.434 | 0 | 0 | 0 | 0 | 0 | 0 | 259 | 1010 | 0 | 0 | 0 | 1000 | 9280 | 1038.6
Capital contributions toward asset relocation expenditure | Forecast (constant 2018) | 2023 | 0 | 597.434 | 0 | 0 | 0 | 0 | 0 | 0 | 259 | 1010 | 0 | 0 | 0 | 1000 | 9187 | 1048.8
Capital contributions toward asset relocation expenditure | Forecast (constant 2018) | 2013: 2024
Capital contributions toward asset relocation expenditure | Forecast (constant 2018) | 2013: 2025
Non-network expenditure ($000)
Non-network expenditure data comes from schedule 11a(i) of ID All years end 31 March
Non-network expenditure ($000) | Forecast (constant 2018) | 2021 | 192.7154 | 4163 | 500 | 1046.119 | 1000 | 0 | 100 | 22 | 532 | 2708 | 0 | 317.4037 | 400 | 11400 | 15537 | 2320
Non-network expenditure ($000) | Forecast (constant 2018) | 2022 | 196.5697 | 3500 | 505 | 1046.185 | 230 | 0 | 100 | 42 | 558 | 3016 | 0 | 317.4037 | 400 | 9275 | 17303 | 1608
Non-network expenditure ($000) | Forecast (constant 2018) | 2023 | 200.5011 | 2200 | 315 | 1016.476 | 250 | 0 | 100 | 22 | 545 | 3303 | 0 | 261.1762 | 400 | 8305 | 17961 | 1508
Non-network expenditure ($000) | Forecast (constant 2018) | 2024 | 200.5011 | 5797.5 | 526 | 1017.087 | 290 | 0 | 100 | 62 | 551 | 2790 | 0 | 150.6074 | 400 | 7800 | 17814 | 1478
Non-network expenditure ($000) | Forecast (constant 2018) | 2025 | 204.5111 | 3972.5 | 530 | 1017.087 | 250 | 0 | 250 | 42 | 548 | 2441 | 0 | 150.6074 | 400 | 6780 | 14604 | 1448
Total expenditure on assets (constant 2018) ($000)
This data comes from schedule 11a(i) of ID All years end 31 March
Total expenditure on assets (constant 2018) ($000) | Forecast (constant 2018) | 2021 | 17492.7154 | 70926.085 | 2945.1 | 18587.7437 | 9736.8871 | 4977.6988 | 8418.0556 | 1464 | 11992 | 59730 | 15913.788 | 14118.8458 | 21905.7495 | 47168.5411 | 219079 | 47929
Total expenditure on assets (constant 2018) ($000) | Forecast (constant 2018) | 2022 | 16646.5697 | 70532.7229 | 2735 | 18238.1109 | 8595.0992 | 3993.898 | 6051.6937 | 1472 | 22388 | 63183 | 15882.7789 | 14534.1179 | 15922.8695 | 45972.6895 | 234820 | 39541
Total expenditure on assets (constant 2018) ($000) | Forecast (constant 2018) | 2023 | 14000.5011 | 67320.255 | 2717 | 16810.3592 | 8062.3439 | 4250.6664 | 6357.5699 | 1474 | 19575 | 64035 | 16226.8859 | 13747.2025 | 15335.4164 | 44584.8439 | 241896 | 40981
Total expenditure on assets (constant 2018) ($000) | Forecast (constant 2018) | 2024 | 14120.5011 | 66863.3008 | 3136 | 14544.89 | 8802.5716 | 4142.5607 | 6934.8849 | 1613 | 8411 | 60507 | 16485.631 | 13928.6184 | 15317.8294 | 48748.7231 | 231596 | 42403
Total expenditure on assets (constant 2018) ($000) | Forecast (constant 2018) | 2025 | 11494.5111 | 64130.0724 | 3140 | 14627.2095 | 9238.2031 | 4106.3073 | 7209.2338 | 1424 | 9128 | 70746 | 16072.9692 | 12902.8054 | 15868.7191 | 46674.088 | 218388 | 43095
Total expenditure on assets (nominal) ($000)
This data comes from schedule 11a(i) of ID All years end 31 March
Total expenditure on assets (nominal) ($000) | Forecast (nominal) | 2021 | 18563.4095 | 73000.7854 | 3130.5746 | 19338.67 | 10130.2574 | 5194.0395 | 8744.096 | 1493.4264 | 12509 | 63084.3608 | 16556.6891 | 14689.2472 | 22790.7418 | 50139.091 | 235855 | 51879.891
Total expenditure on assets (nominal) ($000) | Forecast (nominal) | 2022 | 18018.7824 | 73294.5561 | 2965.3879 | 19392.3605 | 9121.1881 | 4259.1654 | 6411.804 | 1516.6031 | 23848 | 68453.8735 | 16887.9646 | 15423.7221 | 16897.4765 | 49845.2864 | 259096 | 43656.459
Total expenditure on assets (nominal) ($000) | Forecast (nominal) | 2023 | 15457.6845 | 70505.3475 | 3004.7891 | 18267.4829 | 8726.9403 | 4632.7136 | 6870.5993 | 1533.8503 | 21297 | 71117.9404 | 17633.4342 | 14880.4119 | 16599.5479 | 49307.3436 | 273549 | 46151.2621
Total expenditure on assets (nominal) ($000) | Forecast (nominal) | 2024 | 15901.9777 | 71177.3376 | 3537.5337 | 16153.3667 | 9718.7503 | 4614.219 | 7644.3911 | 1695.2792 | 9346 | 68991.9398 | 18308.7287 | 15378.323 | 16912.1214 | 54990.5131 | 268424 | 48707.7184
Total expenditure on assets (nominal) ($000) | Forecast (nominal) | 2025 | 13203.5802 | 68947.9466 | 3612.8867 | 16602.1751 | 10403.7171 | 4674.4624 | 8105.7449 | 1519.0879 | 10358 | 82705.6789 | 18243.1413 | 14530.6621 | 17870.7551 | 53703.2464 | 259418 | 50492.661
Capital contributions (nominal) ($000)
This data comes from schedule 11a(i) of ID All years end 31 March
Capital contributions (nominal) ($000) | Forecast (nominal) | 2021 | 2000 | 5165.0703 | 300 | 299.6349 | 52.02 | 335.4912 | 367.0876 | 0 | 700 | 3621.8365 | 571.5167 | 0 | 1098.6624 | 5846.3754 | 65117 | 6276.9
Capital contributions (nominal) ($000) | Forecast (nominal) | 2022 | 2000 | 4516.306 | 325.2711 | 382.7836 | 53.0604 | 231.574 | 382.3756 | 0 | 617 | 4590.7293 | 584.0901 | 0 | 1120.6356 | 5963.303 | 65598 | 7019.85
Capital contributions (nominal) ($000) | Forecast (nominal) | 2023 | 2000 | 4201.6632 | 331.7765 | 247.7631 | 54.1216 | 236.437 | 398.1283 | 0 | 431 | 2202.9902 | 596.9401 | 0 | 1143.0484 | 6082.569 | 64529 | 7760.55
Capital contributions (nominal) ($000) | Forecast (nominal) | 2024 | 2000 | 4252.4354 | 379.1524 | 249.8821 | 0 | 241.1658 | 414.3582 | 0 | 405 | 1892.7178 | 610.0728 | 0 | 1165.9093 | 6768.2404 | 64564 | 6765.75
Capital contributions (nominal) ($000) | Forecast (nominal) | 2025 | 2000 | 4304.1357 | 387.2287 | 181.6032 | 0 | 245.9891 | 431.0781 | 0 | 425 | 1937.9455 | 623.4944 | 0 | 1189.2275 | 6903.6052 | 65978 | 6765
Note on F103: This highlighted data was included in schedules 11a(ii) but not in 11a(i). We have included it manually given the impact on the results
Note on J132: 'Customer connections (>= 100 kVA)'
Note on P132: 'Non-standard customer connection'
Note on J176: 'Customer connections (>= 100 kVA)'
Note on P176: 'Non-standard customer connection'
Note on G290: This data was included in schedule 11a(iii) but not in 11a(i). We have therefore manually included the 11a(iii) data here, inflated it to nominal, and estimated figures for 2024 and 2025 using the same approach we've used within the model for estimating 2024 and 2025 capital contributions at the expenditure-category level.

## Inputs - MVA
Inputs
This sheet has MVA capacity data for each EDB. It feeds into the 'Calculations - MVA' sheet
Zone substation capacity (MVA)
This data comes from Schedule 12b of ID
|  | Installed Firm Capacity (MVA) | [6 empty] | Installed Firm Capacity +5 years (MVA)
|  | 2013 | 2014 | 2015 | 2016 | 2017 | 2018 | 2019 | 2018
Alpine Energy | Alpine Energy | 0 | 0 | 0 | 0 | 0 | 0 |  | 0
Alpine Energy | [Zone Substation_19] | 0 | 0 | 0 | 0 | 0 | 0 |  | 0
Alpine Energy | Albury (ABY) | 0 | 0 | 0 | 0 | 0 | 0 |  | 0
Alpine Energy | Balmoral (BML) | 0 | 0 | 0 | 0 | 0 | 0 |  | 0
Alpine Energy | Bell's Pond (BPD) | 0 | 0 | 0 | 0 | 0 | 20 |  | 20
Alpine Energy | Clandeboye 1 (CD1) | 20 | 20 | 20 | 20 | 20 | 20 |  | 20
Alpine Energy | Clandeboye 2 (CD2) | 25 | 25 | 25 | 25 | 25 | 25 |  | 25
Alpine Energy | Cooney's Road (CNR) | 0 | 0 | 0 | 0 | 0 | 0 |  | 0
Alpine Energy | Fairlie (FLE) | 0 | 0 | 0 | 0 | 0 | 0 |  | 0
Alpine Energy | Geraldine (GLD) | 0 | 0 | 0 | 0 | 0 | 0 |  | 0
Alpine Energy | Glentanner (GTN) | 0 | 0 | 0 | 0 | 0 | 0 |  | 0
Alpine Energy | Haldon Lilybank (HLB) | 0 | 0 | 0 | 0 | 0 | 0 |  | 0
Alpine Energy | Pareora (PAR) | 15 | 15 | 15 | 15 | 15 | 15 |  | 15
Alpine Energy | Pleasant Point (PLP) | 0 | 0 | 0 | 0 | 0 | 0 |  | 0
Alpine Energy | Rangitata (RGA) | 15 | 15 | 15 | 15 | 10 | 10 |  | 10
Alpine Energy | Studholme (STU) | 11 | 11 | 11 | 11 | 11 | 11 |  | 11
Alpine Energy | Tekapo Village (TEK) | 0 | 0 | 0 | 0 | 0 | 0 |  | 0
Alpine Energy | Temuka (TMK) | 25 | 25 | 25 | 25 | 25 | 25 |  | 25
Alpine Energy | Timaru 11/33 (TIM) | 25 | 25 | 25 | 25 | 25 | 25 |  | 25
Alpine Energy | Twizel Village (TVS) | 3 | 3 | 3 | 3 | 0 | 0 |  | 0
Alpine Energy | Unwin Hut (UHT) | 0 | 0 | 0 | 0 | 0 | 0 |  | 0
Aurora Energy | Aurora Energy | 0 | 0 | 0 | 0 | 0 | 0 |  | 0
Aurora Energy | Alexandra | 15 | 15 | 15 | 15 | 15 | 15 |  | 15
Aurora Energy | Anderson’s Bay | 0 | 0 | 18 | 18 | 18 | 18 |  | 18
Aurora Energy | Andersons Bay | 18 | 18 | 0 | 0 | 0 | 0 |  | 0
Aurora Energy | Arrowtown | 7.5 | 7.5 | 7.5 | 7.5 | 7.5 | 6 |  | 12
Aurora Energy | Berwick | 3.6 | 3.6 | 3.6 | 3.6 | 3.6 | 3.6 |  | 3.6
Aurora Energy | Camphill | 0 | 0 | 0 | 7 | 7 | 6.5 |  | 7
Aurora Energy | Cardrona | 5 | 5 | 5 | 5 | 5 | 6 |  | 5
Aurora Energy | Clyde/Earnscleugh | 0 | 0 | 4.8 | 4.8 | 4.8 | 4.8 |  | 4.8
Aurora Energy | Clyde-Earnscleugh | 4.8 | 4.8 | 0 | 0 | 0 | 0 |  | 0
Aurora Energy | Commonage | 23 | 23 | 23 | 23 | 23 | 17 |  | 17
Aurora Energy | Coronet Peak | 6 | 6 | 6 | 6 | 6 | 6 |  | 6
Aurora Energy | Corstorphine | 23 | 23 | 23 | 23 | 23 | 23 |  | 23
Aurora Energy | Cromwell | 9 | 9 | 9 | 9 | 9 | 7.5 |  | 24
Aurora Energy | Dalefield | 3.6 | 3.6 | 3.6 | 3.6 | 3.6 | 3.6 |  | 3.6
Aurora Energy | Earnscleugh | 0 | 0 | 0 | 0 | 0 | 2 |  | 2
Aurora Energy | East Taieri | 23 | 23 | 24 | 24 | 24 | 24 |  | 24
Aurora Energy | Ettrick | 3.6 | 3.6 | 3.6 | 3.6 | 3.6 | 3.6 |  | 3.6
Aurora Energy | Fernhill | 10 | 10 | 10 | 10 | 10 | 10 |  | 10
Aurora Energy | Frankton | 17 | 17 | 17 | 17 | 17 | 15 |  | 15
Aurora Energy | Green Island | 18 | 18 | 18 | 18 | 18 | 18 |  | 18
Aurora Energy | Halfway Bush | 18 | 18 | 18 | 18 | 18 | 24 |  | 24
Aurora Energy | Kaikorai Val. | 0 | 0 | 0 | 23 | 23 | 23 |  | 23
Aurora Energy | Kaikorai Valley | 23 | 23 | 23 | 0 | 0 | 0 |  | 0
Aurora Energy | Lauder Flat | 0 | 0 | 0 | 0 | 3 | 4 |  | 4
Aurora Energy | Lindis Crossing | 0 | 0 | 7.5 | 7.5 | 7.5 | 7.5 |  | 7.5
Aurora Energy | Maungawera | 3.6 | 3.6 | 0 | 0 | 0 | 0 |  | 0
Aurora Energy | Maungawera /Camphill | 0 | 0 | 3.3 | 0 | 0 | 0 |  | 0
Aurora Energy | Mosgiel | 14 | 14 | 14 | 14 | 14 | 12 |  | 12
Aurora Energy | Neville St | 18 | 18 | 18 | 18 | 18 | 18 |  | 24
Aurora Energy | North City | 28 | 28 | 28 | 28 | 28 | 28 |  | 28
Aurora Energy | North East Val. | 0 | 0 | 0 | 23 | 23 | 18 |  | 18
Aurora Energy | North East Valley | 23 | 23 | 23 | 0 | 0 | 0 |  | 0
Aurora Energy | Omakau | 3.6 | 3.6 | 3.6 | 3.6 | 3.6 | 3 |  | 3
Aurora Energy | Outram | 5.6 | 5.6 | 5.6 | 5.6 | 3 | 6 |  | 5.6
Aurora Energy | Port Chalmers | 10 | 10 | 10 | 10 | 10 | 10 |  | 10
Aurora Energy | Queensberry | 3.3 | 3.3 | 3.3 | 4 | 4 | 4 |  | 4
Aurora Energy | Queenstown | 26 | 26 | 26 | 26 | 26 | 20 |  | 20
Aurora Energy | Remarkables | 3.6 | 3.6 | 3.6 | 3.6 | 3.6 | 3.6 |  | 3.6
Aurora Energy | Roxburgh | 3.6 | 5 | 6 | 6 | 6 | 6 |  | 6
Aurora Energy | Smith St | 0 | 0 | 18 | 18 | 18 | 18 |  | 18
Aurora Energy | Smith Street | 18 | 18 | 0 | 0 | 0 | 0 |  | 0
Aurora Energy | South City | 18 | 18 | 18 | 18 | 18 | 18 |  | 18
Aurora Energy | St Kilda | 23 | 23 | 23 | 23 | 23 | 23 |  | 23
Aurora Energy | Wanaka | 24 | 24 | 24 | 24 | 24 | 24 |  | 24
Aurora Energy | Ward St | 0 | 0 | 24 | 24 | 24 | 23 |  | 23
Aurora Energy | Ward Street | 24 | 24 | 0 | 0 | 0 | 0 |  | 0
Aurora Energy | Willowbank | 18 | 18 | 18 | 18 | 18 | 18 |  | 18
Centralines | Centralines | 0 | 0 | 0 | 0 | 0 | 0 |  | 0
Centralines | Ongaonga | 12 | 12 | 12 | 12 | 0 | 0 |  | 0
Centralines | Takapau | 18 | 18 | 18 | 18 | 7.5 | 7.5 |  | 7.5
Centralines | Waipawa | 18 | 18 | 18 | 18 | 7.5 | 7.5 |  | 7.5
Centralines | Waipukurau | 18 | 18 | 18 | 18 | 10 | 10 |  | 10
Centralines | Wilder Road | 2.4 | 2.4 | 2.4 | 2.4 | 0 | 0 |  | 0
EA Networks | EA Networks | 0 | 0 | 0 | 0 | 0 | 0 |  | 0
EA Networks | Ashburton 33/11kV [ASH] | 20 | 20 | 20 | 20 | 20 | 20 |  | 0
EA Networks | Ashburton 66/11kV [ASH] | 0 | 0 | 0 | 0 | 0 | 0 |  | 20
EA Networks | Carew 66/22kV [CRW] | 0 | 0 | 0 | 0 | 20 | 20 |  | 20
EA Networks | Coldstream 66/22kV [CSM] | 0 | 0 | 0 | 0 | 0 | 0 |  | 0
EA Networks | Dorie 66/22kV [DOR] | 0 | 0 | 0 | 0 | 0 | 0 |  | 0
EA Networks | Eiffelton 66/11kV [EFN] | 0 | 0 | 0 | 0 | 0 | 0 |  | 0
EA Networks | Elgin 66/22kV [EGN] (Future) | 0 | 0 | 0 | 0 | 0 | 0 |  | 0
EA Networks | Fairton 33/11kV [FTN] | 10 | 10 | 10 | 10 | 10 | 10 |  | 0
EA Networks | Fairton 66/22/11kV [FTN] | 0 | 0 | 0 | 0 | 20 | 20 |  | 20
EA Networks | Hackthorne 66/22kV [HTH] | 0 | 0 | 0 | 0 | 0 | 0 |  | 0
EA Networks | Highbank 66/11kV [HBK] | 0 | 0 | 0 | 0 | 0 | 0 |  | 0
EA Networks | Lagmhor 66/22kV [LGM] | 0 | 0 | 0 | 0 | 0 | 0 |  | 0
EA Networks | Lauriston 66/22kV [LSN] | 0 | 0 | 0 | 0 | 0 | 0 |  | 0
EA Networks | Lismore 33/11kV [LSR] | 0 | 0 | 0 | 0 | 0 | 0 |  | 0
EA Networks | Methven 33/11kV [MVN] | 0 | 0 | 0 | 0 | 0 | 0 |  | 0
EA Networks | Methven 66/11kV [MTV] | 0 | 0 | 0 | 0 | 0 | 0 |  | 0
EA Networks | Methven 66/22/11kV [MTV] | 0 | 0 | 0 | 0 | 0 | 0 |  | 0
EA Networks | Methven 66/33kV [MTV] | 0 | 0 | 0 | 0 | 0 | 0 |  | 0
EA Networks | Montalto 33/11kV [MON] | 0 | 0 | 0 | 0 | 0 | 0 |  | 0
EA Networks | Mt Hutt 33/11kV [MHT] | 0 | 0 | 0 | 0 | 0 | 0 |  | 0
EA Networks | Mt Somers 33/11kV [MSM] | 0 | 0 | 0 | 0 | 0 | 0 |  | 0
EA Networks | Northtown 33/11kV [NTN] | 10 | 10 | 0 | 0 | 0 | 0 |  | 0
EA Networks | Northtown 66/11kV [NTN] | 0 | 0 | 10 | 20 | 20 | 20 |  | 20
EA Networks | Overdale 66/22kV [OVD] | 0 | 0 | 0 | 0 | 0 | 0 |  | 0
EA Networks | Pendarves 66/22kV [PDS] | 20 | 20 | 20 | 20 | 20 | 20 |  | 20
EA Networks | Seafield 33/11kV [SFD] | 0 | 0 | 0 | 0 | 0 | 0 |  | 0
EA Networks | Seafield 33/11kV [SFD33] | 0 | 0 | 0 | 0 | 0 | 0 |  | 0
EA Networks | Seafield 66/11kV [SFD66] | 0 | 0 | 0 | 0 | 0 | 0 |  | 0
EA Networks | Wakanui 66/22kV [WNU] | 0 | 0 | 0 | 0 | 0 | 0 |  | 0
Eastland Network | Eastland Network | 0 | 0 | 0 | 0 | 0 | 0 |  | 0
Eastland Network | Blacks pad | 0 | 0 | 0 | 0 | 0 | 0 |  | 0
Eastland Network | Carnarvon | 12.5 | 12.5 | 12.5 | 12.5 | 12.5 | 12.5 |  | 12.5
Eastland Network | Gisborne | 0 | 0 | 60 | 60 | 60 | 60 |  | 60
Eastland Network | JNL | 0 | 0 | 0 | 0 | 0 | 0 |  | 0
Eastland Network | Kaiti | 0 | 0 | 0 | 0 | 0 | 0 |  | 0
Eastland Network | Kiwi | 0 | 0 | 6.5 | 6.5 | 6.5 | 6.5 |  | 0
Eastland Network | Makaraka | 0 | 0 | 0 | 0 | 0 | 0 |  | 0
Eastland Network | Matawhero | 5 | 5 | 5 | 5 | 5 | 5 |  | 5
Eastland Network | Ngatapa | 0 | 0 | 0 | 0 | 0 | 0 |  | 0
Eastland Network | Parkinson | 12.5 | 12.5 | 12.5 | 12.5 | 12.5 | 12.5 |  | 12.5
Eastland Network | Patutahi | 0 | 0 | 0 | 0 | 0 | 0 |  | 0
Eastland Network | Pehiri | 0 | 0 | 0 | 0 | 0 | 0 |  | 0
Eastland Network | Port | 0 | 0 | 0 | 0 | 0 | 0 |  | 0
Eastland Network | Puha | 0 | 0 | 0 | 0 | 0 | 0 |  | 0
Eastland Network | Ruatoria | 0 | 0 | 0 | 0 | 0 | 0 |  | 0
Eastland Network | Tahaenui | 0 | 0 | 0 | 0 | 0 | 0 |  | 0
Eastland Network | TeAraroa | 0 | 0 | 0 | 0 | 0 | 0 |  | 0
Eastland Network | Tokomaru | 0 | 0 | 0 | 0 | 0 | 0 |  | 0
Eastland Network | Tolaga | 0 | 0 | 0 | 0 | 0 | 0 |  | 0
Eastland Network | Tuai | 0 | 0 | 0 | 0 | 0 | 0 |  | 0
Eastland Network | Waihi | 0 | 0 | 6.5 | 0 | 6.5 | 6.5 |  | 0
Eastland Network | Wairoa | 0 | 0 | 10 | 10 | 10 | 10 |  | 10
Eastland Network | Wairoa/Kiwi | 10 | 10 | 0 | 0 | 0 | 0 |  | 0
Electricity Invercargill | Electricity Invercargill | 0 | 0 | 0 | 0 | 0 | 0 |  | 0
Electricity Invercargill | Doon Street | 23 | 23 | 23 | 0 | 0 | 0 |  | 0
Electricity Invercargill | Leven Street | 23 | 23 | 23 | 23 | 23 | 23 |  | 23
Electricity Invercargill | Racecourse Road | 0 | 0 | 0 | 0 | 0 | 0 |  | 0
Electricity Invercargill | Southern | 0 | 0 | 0 | 0 | 0 | 0 |  | 23
Electricity Invercargill | Spey Street | 0 | 0 | 0 | 36 | 36 | 36 |  | 36
Horizon Energy | Horizon Energy | 0 | 0 | 0 | 0 | 0 | 0 |  | 0
Horizon Energy | East Bank | 0 | 0 | 0 | 0 | 0 | 0 |  | 0
Horizon Energy | Galatea | 7.5 | 7.5 | 7.5 | 7.5 | 7.5 | 7.5 |  | 7.5
Horizon Energy | Kaingaroa | 5.3 | 5.3 | 5.3 | 5.3 | 5.3 | 5.3 |  | 5.3
Horizon Energy | Kawerau | 0 | 0 | 25 | 25 | 25 | 20 |  | 20
Horizon Energy | Kopeopeo | 10 | 13.3 | 13.3 | 13.3 | 13.3 | 13.3 |  | 16
Horizon Energy | Ohope | 0 | 0 | 0 | 0 | 0 | 0 |  | 0
Horizon Energy | Plains | 0 | 0 | 0 | 0 | 0 | 0 |  | 0
Horizon Energy | Station Road | 10 | 10 | 10 | 10 | 10 | 10 |  | 10
Horizon Energy | Te Kaha | 0 | 0 | 0 | 0 | 0 | 0 |  | 0
Horizon Energy | Waiotahi | 0 | 0 | 10 | 10 | 10 | 10 |  | 10
Nelson Electricity | Nelson Electricity | 0 | 0 | 0 | 0 | 0 | 0 |  | 0
Nelson Electricity | [Zone Substation_01] | 0 | 0 | 0 | 48 | 48 | 0 |  | 0
Nelson Electricity | Haven Road | 40 | 0 | 0 | 0 | 0 | 0 |  | 0
Nelson Electricity | Haven Road Zone Substation | 0 | 0 | 0 | 0 | 0 | 48 |  | 48
Nelson Electricity | New Haven Road | 0 | 48 | 48 | 0 | 0 | 0 |  | 0
Network Tasman | Network Tasman | 0 | 0 | 0 | 0 | 0 | 0 |  | 0
Network Tasman | Annesbrook | 23 | 23 | 23 | 23 | 23 | 23 |  | 23
Network Tasman | Brightwater | 15 | 15 | 15 | 15 | 15 | 15 |  | 15
Network Tasman | Eves Valley | 5 | 5 | 5 | 5 | 5 | 5 |  | 5
Network Tasman | Founders | 15 | 15 | 15 | 15 | 15 | 15 |  | 15
Network Tasman | Hope | 10 | 10 | 10 | 10 | 10 | 10 |  | 23
Network Tasman | Lower Queen St | 30 | 30 | 30 | 30 | 30 | 30 |  | 30
Network Tasman | Mapua | 10 | 10 | 10 | 10 | 10 | 10 |  | 10
Network Tasman | Motueka | 0 | 0 | 20 | 20 | 20 | 20 |  | 23
Network Tasman | Richmond | 23 | 23 | 23 | 23 | 23 | 23 |  | 23
Network Tasman | Songer St | 23 | 23 | 23 | 23 | 23 | 23 |  | 23
Network Tasman | Swamp Rd | 3 | 0 | 0 | 0 | 0 | 0 |  | 0
Network Tasman | Swamp Road | 0 | 3 | 3 | 3 | 3 | 3 |  | 3
Network Tasman | Takaka | 7.5 | 7.5 | 8 | 8 | 8 | 7.5 |  | 7.5
Network Tasman | Upper Takaka | 0 | 0 | 0 | 6 | 6 | 6 |  | 6
Orion NZ | Orion NZ | 0 | 0 | 0 | 0 | 0 | 0 |  | 0
Orion NZ | Addington 11kV #1 | 0 | 0 | 0 | 40 | 40 | 40 |  | 40
Orion NZ | Addington 11kV #2 | 0 | 0 | 0 | 34 | 34 | 34 |  | 34
Orion NZ | Annat | 2.5 | 0 | 0 | 0 | 0 | 0 |  | 0
Orion NZ | Armagh | 40 | 40 | 40 | 40 | 40 | 40 |  | 40
Orion NZ | Bankside | 10 | 0 | 0 | 0 | 0 | 0 |  | 0
Orion NZ | Barnett Park | 15 | 15 | 15 | 15 | 15 | 15 |  | 15
Orion NZ | Bishopdale | 34.29 | 0 | 0 | 0 | 0 | 0 |  | 0
Orion NZ | Bishopdale/Papanui | 0 | 29 | 28.6 | 0 | 0 | 0 |  | 0
Orion NZ | Bromley | 0 | 0 | 0 | 60 | 60 | 60 |  | 60
Orion NZ | Brookside 66kV | 10 | 0 | 0 | 0 | 0 | 0 |  | 0
Orion NZ | Dallington | 40 | 40 | 40 | 40 | 40 | 40 |  | 40
Orion NZ | Darfield | 7.5 | 0 | 0 | 0 | 0 | 0 |  | 0
Orion NZ | Diamond Harbour | 7.5 | 0 | 0 | 0 | 0 | 0 |  | 0
Orion NZ | Dunsandel | 10 | 10 | 10 | 10 | 10 | 10 |  | 23
Orion NZ | Duvauchelle | 0 | 0 | 0 | 0 | 7.5 | 0 |  | 0
Orion NZ | Duvauchelles | 7.5 | 8 | 7.5 | 7.5 | 0 | 7.5 |  | 7.5
Orion NZ | Fendalton | 40 | 40 | 40 | 40 | 40 | 40 |  | 40
Orion NZ | Foster | 26.7 | 27 | 0 | 0 | 0 | 0 |  | 0
Orion NZ | Greendale | 10 | 0 | 0 | 0 | 0 | 0 |  | 0
Orion NZ | Grimseys Winters | 26.5 | 0 | 0 | 0 | 0 | 0 |  | 0
Orion NZ | Grimseys-Winters | 0 | 27 | 0 | 0 | 0 | 0 |  | 0
Orion NZ | Halswell | 23 | 23 | 23 | 23 | 23 | 23 |  | 23
Orion NZ | Harewood | 7.5 | 8 | 7.5 | 7.5 | 7.5 | 7.5 |  | 7.5
Orion NZ | Hawthornden | 40 | 40 | 40 | 40 | 40 | 40 |  | 40
Orion NZ | Heathcote | 40 | 40 | 40 | 40 | 40 | 40 |  | 40
Orion NZ | Highfield | 7.5 | 0 | 0 | 0 | 0 | 0 |  | 0
Orion NZ | Hills | 7.5 | 0 | 0 | 0 | 0 | 0 |  | 0
Orion NZ | Hoon Hay | 40 | 40 | 40 | 40 | 40 | 40 |  | 40
Orion NZ | Hornby | 20 | 20 | 20 | 20 | 20 | 20 |  | 20
Orion NZ | Hororata | 7.5 | 0 | 0 | 0 | 0 | 0 |  | 0
Orion NZ | Ilam | 11 | 11 | 11 | 11 | 11 | 11 |  | 11
Orion NZ | Killinchy | 10 | 0 | 0 | 0 | 0 | 0 |  | 0
Orion NZ | Kimberley | 7.5 | 23 | 23 | 23 | 23 | 23 |  | 23
Orion NZ | Knox | 12.34 | 12 | 0 | 0 | 0 | 0 |  | 0
Orion NZ | Lancaster | 40 | 40 | 40 | 40 | 40 | 40 |  | 40
Orion NZ | Larcomb | 23 | 23 | 23 | 23 | 23 | 23 |  | 23
Orion NZ | Lincoln | 10 | 10 | 10 | 10 | 10 | 10 |  | 10
Orion NZ | Little River | 2.5 | 0 | 0 | 0 | 0 | 0 |  | 0
Orion NZ | Marshlands (Possible) | 0 | 0 | 0 | 0 | 0 | 0 |  | 0
Orion NZ | McFaddens | 40 | 40 | 40 | 40 | 40 | 40 |  | 40
Orion NZ | Middleton | 40 | 40 | 40 | 40 | 40 | 40 |  | 40
Orion NZ | Milton | 40 | 40 | 40 | 40 | 40 | 40 |  | 40
Orion NZ | Moffett | 18.1 | 18 | 18.1 | 23 | 23 | 23 |  | 23
Orion NZ | Montreal | 12.7 | 13 | 0 | 0 | 0 | 0 |  | 0
Orion NZ | Motukarara | 2.5 | 3 | 2.5 | 7.5 | 7.5 | 7.5 |  | 7.5
Orion NZ | Oxford Tuam | 40 | 40 | 40 | 40 | 40 | 40 |  | 40
Orion NZ | Pages Kearneys | 17.2 | 0 | 0 | 0 | 0 | 0 |  | 0
Orion NZ | Pages-Kearneys | 0 | 17 | 0 | 0 | 0 | 0 |  | 0
Orion NZ | Papanui | 0 | 0 | 0 | 40 | 69 | 48 |  | 48
Orion NZ | Portman | 24 | 24 | 0 | 0 | 0 | 0 |  | 0
Orion NZ | Prebbleton | 23 | 0 | 0 | 15 | 15 | 15 |  | 15
Orion NZ | Rawhiti | 40 | 40 | 40 | 40 | 40 | 40 |  | 40
Orion NZ | Rolleston | 10 | 10 | 10 | 10 | 10 | 10 |  | 10
Orion NZ | Shands | 20 | 20 | 20 | 20 | 20 | 20 |  | 20
Orion NZ | Sockburn | 35 | 35 | 35 | 35 | 35 | 35 |  | 35
Orion NZ | Spreydon | 16 | 20 | 0 | 0 | 0 | 0 |  | 0
Orion NZ | Springston | 7.5 | 0 | 0 | 0 | 0 | 0 |  | 0
Orion NZ | Springston 33/11kV | 0 | 0 | 0 | 0 | 0 | 0 |  | 7.5
Orion NZ | Te Pirita | 10 | 0 | 0 | 0 | 0 | 0 |  | 0
Orion NZ | Teddington | 2.5 | 0 | 0 | 0 | 0 | 0 |  | 0
Orion NZ | Waimakariri | 0 | 0 | 0 | 15 | 15 | 15 |  | 40
Orion NZ | Waimakariri (Proposed) | 0 | 0 | 0 | 0 | 0 | 0 |  | 0
Orion NZ | Weedons | 23 | 23 | 23 | 0 | 23 | 23 |  | 23
OtagoNet | OtagoNet | 0 | 0 | 0 | 0 | 0 | 0 |  | 0
OtagoNet | Charlotte St | 0 | 10 | 0 | 0 | 0 | 0 |  | 0
OtagoNet | Charlotte Street | 5 | 0 | 5 | 5 | 5 | 5 |  | 5
OtagoNet | Clarks Junction | 0 | 0.5 | 0 | 0 | 0 | 0 |  | 0
OtagoNet | Clinton | 0 | 2.5 | 0 | 0 | 0 | 0 |  | 0
OtagoNet | Clydevale | 0 | 2.5 | 0 | 0 | 0 | 0 |  | 0
OtagoNet | Deepdell | 0 | 0.8 | 0 | 0 | 0 | 0 |  | 0
OtagoNet | Elderlee St | 0 | 10 | 0 | 0 | 0 | 0 |  | 0
OtagoNet | Elderlee Street | 5 | 0 | 5 | 5 | 5 | 5 |  | 5
OtagoNet | Finegand | 0 | 2.5 | 0 | 0 | 0 | 0 |  | 0
OtagoNet | Glenore | 0 | 1.5 | 0 | 0 | 0 | 0 |  | 0
OtagoNet | Golden Point | 0 | 5 | 0 | 0 | 0 | 0 |  | 0
OtagoNet | Greenfield | 0 | 2.3 | 0 | 0 | 0 | 0 |  | 0
OtagoNet | Hindon | 0 | 0.5 | 0 | 0 | 0 | 0 |  | 0
OtagoNet | Hyde | 0 | 2.5 | 0 | 0 | 0 | 0 |  | 0
OtagoNet | Kaitangata | 0 | 2.5 | 0 | 0 | 0 | 0 |  | 0
OtagoNet | Lawrence | 0 | 2.5 | 0 | 0 | 0 | 0 |  | 0
OtagoNet | Linburn | 0 | 0 | 0 | 0 | 0 | 0 |  | 0
OtagoNet | Linnburn | 0 | 0 | 0 | 0 | 0 | 0 |  | 0
OtagoNet | Macraes Mine | 15 | 30 | 35 | 0 | 0 | 0 |  | 0
OtagoNet | Merton | 2.5 | 5 | 2.5 | 2.5 | 2.5 | 2.5 |  | 0
OtagoNet | Middlemarch | 0 | 2.5 | 0 | 0 | 0 | 0 |  | 0
OtagoNet | Milburn | 2.5 | 7.5 | 2.5 | 2.5 | 0 | 0 |  | 0
OtagoNet | North Balclutha | 0 | 5 | 0 | 0 | 0 | 0 |  | 0
OtagoNet | Oturehua | 0 | 0.8 | 0 | 0 | 0 | 0 |  | 0
OtagoNet | Owaka | 0 | 2.5 | 0 | 0 | 0 | 0 |  | 0
OtagoNet | Paerau | 0 | 0.8 | 0 | 0 | 0 | 0 |  | 0
OtagoNet | Paerau Hydro | 15 | 30 | 15 | 15 | 15 | 15 |  | 15
OtagoNet | Palmerston | 2.5 | 5 | 2.5 | 2.5 | 2.5 | 2.5 |  | 2.5
OtagoNet | Patearoa | 0 | 2.5 | 0 | 0 | 0 | 0 |  | 0
OtagoNet | Port Molyneux | 0 | 2.5 | 0 | 0 | 0 | 0 |  | 0
OtagoNet | Pukeawa | 0 | 0.8 | 0 | 0 | 0 | 0 |  | 0
OtagoNet | Ranfurly | 2.5 | 5 | 2.5 | 2.5 | 2.5 | 0 |  | 0
OtagoNet | Ranfurly 33/11kV | 0 | 0 | 0 | 0 | 0 | 0 |  | 0
OtagoNet | Ranfurly 66/33 kV | 25 | 50 | 25 | 0 | 0 | 25 |  | 25
OtagoNet | Remarkables | 0 | 0 | 23 | 12.5 | 12.5 | 12.5 |  | 12.5
OtagoNet | Stirling | 0 | 5 | 0 | 0 | 0 | 0 |  | 0
OtagoNet | Waihola | 0 | 1.5 | 0 | 0 | 0 | 0 |  | 0
OtagoNet | Waipiata | 0 | 2.5 | 0 | 0 | 0 | 0 |  | 0
OtagoNet | Waitati | 0 | 2.5 | 0 | 0 | 0 | 0 |  | 0
OtagoNet | Wedderburn | 0 | 0.8 | 0 | 0 | 0 | 0 |  | 0
The Lines Company | The Lines Company | 0 | 0 | 0 | 0 | 0 | 0 |  | 0
The Lines Company | Arohena | 3 | 0 | 0 | 0 | 0 | 0 |  | 0
The Lines Company | Atiamuri | 10 | 0 | 0 | 0 | 0 | 0 |  | 0
The Lines Company | Awamate | 0 | 0 | 0 | 0 | 0 | 0 |  | 0
The Lines Company | Awamate Road | 2 | 0 | 0 | 0 | 0 | 0 |  | 0
The Lines Company | Borough | 10 | 5 | 5 | 5 | 5 | 5 |  | 10
The Lines Company | Gadsby Rd | 5 | 0 | 0 | 0 | 0 | 0 |  | 0
The Lines Company | Gadsby Road | 0 | 0 | 0 | 0 | 0 | 0 |  | 0
The Lines Company | Hangatiki | 5 | 0 | 0 | 0 | 0 | 0 |  | 0
The Lines Company | Kaahu Tee | 2.4 | 0 | 0 | 0 | 0 | 0 |  | 0
The Lines Company | Kiko Rd | 3 | 0 | 0 | 0 | 0 | 0 |  | 0
The Lines Company | Kiko Road | 0 | 0 | 0 | 0 | 0 | 0 |  | 0
The Lines Company | Kuratau | 4.5 | 0 | 1.5 | 1.5 | 3 | 0 |  | 3
The Lines Company | Mahoenui | 3 | 0 | 0 | 0 | 0 | 0 |  | 0
The Lines Company | Manunui | 5 | 1.5 | 0 | 0 | 0 | 0 |  | 0
The Lines Company | Maraetai | 5 | 0 | 0 | 0 | 0 | 0 |  | 5
The Lines Company | Marotiri | 3 | 0 | 0 | 0 | 0 | 0 |  | 0
The Lines Company | Miraka | 7.5 | 0 | 0 | 0 | 0 | 0 |  | 0
The Lines Company | Mokai | 0 | 0 | 0 | 0 | 0 | 0 |  | 0
The Lines Company | National Park | 3 | 0 | 0 | 0 | 0 | 0 |  | 0
The Lines Company | Nihoniho | 1.5 | 0 | 0 | 0 | 0 | 0 |  | 0
The Lines Company | Oparure | 3 | 0 | 0 | 0 | 0 | 0 |  | 0
The Lines Company | Otukou | 0.5 | 0 | 0 | 0 | 0 | 0 |  | 0
The Lines Company | Taharoa | 15 | 10 | 10 | 10 | 10 | 10 |  | 10
The Lines Company | Taharoa Village | 0 | 0 | 0 | 0 | 0 | 0 |  | 0
The Lines Company | Tawhai | 5 | 0 | 0 | 0 | 0 | 0 |  | 0
The Lines Company | Te Anga | 2.4 | 0 | 0 | 0 | 0 | 0 |  | 0
The Lines Company | Te Waireka | 0 | 0 | 0 | 0 | 10 | 10 |  | 15
The Lines Company | Te Waireka Rd | 20 | 5 | 10 | 10 | 0 | 0 |  | 0
The Lines Company | Tokaanu | 1.25 | 0 | 0 | 0 | 0 | 0 |  | 0
The Lines Company | Tuhua | 1.5 | 0.7 | 0 | 0 | 0 | 0 |  | 0
The Lines Company | Turangi | 10 | 5 | 5 | 5 | 5 | 5 |  | 5
The Lines Company | Waiotaka | 1.5 | 0 | 0 | 0 | 0 | 0 |  | 0
The Lines Company | Wairere | 5 | 2.5 | 2.5 | 2.5 | 0 | 0 |  | 0
The Lines Company | Wairere Falls | 0 | 0 | 0 | 0 | 2.5 | 2.5 |  | 2.5
The Lines Company | Waitete | 15 | 10 | 10 | 10 | 10 | 10 |  | 10
Top Energy | Top Energy | 0 | 0 | 0 | 0 | 0 | 0 |  | 0
Top Energy | Haruru | 23 | 23 | 23 | 23 | 23 | 23 |  | 23
Top Energy | Kaeo | 0 | 0 | 0 | 0 | 0 | 0 |  | 10
Top Energy | Kaikohe | 11.5 | 17 | 17 | 17 | 17 | 17 |  | 17
Top Energy | Kaikohe 110kV | 0 | 30 | 30 | 30 | 30 | 30 |  | 30
Top Energy | Kaitaia 110kV | 0 | 22 | 0 | 25 | 25 | 25 |  | 40
Top Energy | Kawakawa | 5 | 5 | 5 | 5 | 5 | 6.5 |  | 6.5
Top Energy | Kerikeri | 0 | 23 | 23 | 23 | 23 | 23 |  | 23
Top Energy | Moerewa | 7.5 | 7.5 | 7.5 | 5 | 5 | 5 |  | 5
Top Energy | Mt Pokaka | 0 | 0 | 0 | 0 | 0 | 0 |  | 0
Top Energy | NPL | 23 | 23 | 23 | 23 | 23 | 23 |  | 23
Top Energy | Okahu Rd | 11.5 | 11.5 | 11.5 | 11.5 | 11.5 | 11.5 |  | 11.5
Top Energy | Omanaia | 0 | 0 | 0 | 0 | 0 | 0 |  | 0
Top Energy | Pukenui | 0 | 0 | 0 | 0 | 0 | 0 |  | 0
Top Energy | Taipa | 0 | 0 | 0 | 0 | 0 | 0 |  | 0
Top Energy | Waipapa | 23 | 23 | 23 | 23 | 23 | 23 |  | 23
Unison Networks | Unison Networks | 0 | 0 | 0 | 0 | 0 | 0 |  | 0
Unison Networks | Arataki | 9 | 9 | 9 | 9 | 11 | 11 |  | 11
Unison Networks | Arawa | 24 | 24 | 24 | 24 | 24 | 24 |  | 24
Unison Networks | Atiamuri | 0 | 0 | 0 | 0 | 2 | 2 |  | 0
Unison Networks | Awatoto | 14.4 | 14.4 | 14.4 | 14.4 | 14 | 14 |  | 14
Unison Networks | Biak St | 0 | 0 | 24 | 0 | 0 | 0 |  | 0
Unison Networks | Biak Street | 24 | 24 | 0 | 24 | 24 | 24 |  | 24
Unison Networks | Bluff Hill | 0 | 0 | 0 | 0 | 0 | 0 |  | 0
Unison Networks | Camberley | 9 | 9 | 9 | 9 | 11 | 11 |  | 24
Unison Networks | Church Rd | 12 | 12 | 12 | 12 | 12 | 12 |  | 12
Unison Networks | Esk | 0 | 0 | 0 | 0 | 0 | 0 |  | 0
Unison Networks | Faraday | 0 | 0 | 0 | 0 | 24 | 24 |  | 24
Unison Networks | Faraday St | 24 | 24 | 24 | 24 | 0 | 0 |  | 0
Unison Networks | Fernhill | 0 | 0 | 0 | 0 | 0 | 0 |  | 10
Unison Networks | Fernleaf | 0 | 0 | 0 | 0 | 0 | 0 |  | 0
Unison Networks | Flaxmere | 12 | 12 | 12 | 12 | 24 | 24 |  | 24
Unison Networks | Fleet Street | 0 | 0 | 0 | 0 | 0 | 0 |  | 0
Unison Networks | Fletchers | 18 | 18 | 18 | 18 | 15 | 15 |  | 18
Unison Networks | Hastings | 24 | 24 | 24 | 24 | 24 | 24 |  | 24
Unison Networks | Havelock North | 12 | 12 | 12 | 24 | 24 | 24 |  | 24
Unison Networks | Irongate | 12 | 12 | 12 | 12 | 12 | 12 |  | 12
Unison Networks | Mahora | 12 | 12 | 12 | 12 | 12 | 12 |  | 12
Unison Networks | Maraekakaho | 0 | 0 | 0 | 0 | 0 | 0 |  | 0
Unison Networks | Marewa | 24 | 24 | 24 | 24 | 24 | 24 |  | 24
Unison Networks | McCain | 0 | 0 | 0 | 0 | 0 | 0 |  | 0
Unison Networks | Ohaaki | 0 | 0 | 0 | 0 | 0 | 0 |  | 0
Unison Networks | Patoka | 0 | 0 | 0 | 0 | 0 | 0 |  | 0
Unison Networks | Rainbow | 0 | 0 | 0 | 0 | 0 | 0 |  | 0
Unison Networks | Rangitane | 28.8 | 28.8 | 28.8 | 28.8 | 0 | 0 |  | 0
Unison Networks | Rangitane Rd | 0 | 0 | 0 | 0 | 28.8 | 28.8 |  | 28.8
Unison Networks | Runanga | 21.6 | 21.6 | 21.6 | 21.6 | 22 | 22 |  | 22
Unison Networks | Sherenden | 0 | 0 | 0 | 0 | 0 | 0 |  | 0
Unison Networks | Springfield | 9 | 9 | 9 | 9 | 11 | 11 |  | 11
Unison Networks | Tamatea | 9 | 9 | 9 | 9 | 24 | 24 |  | 24
Unison Networks | Tannery Rd | 24 | 24 | 24 | 24 | 24 | 24 |  | 24
Unison Networks | Taupo South | 18 | 18 | 18 | 12 | 12 | 12 |  | 12
Unison Networks | Te Toke | 0 | 0 | 0 | 18 | 18 | 18 |  | 18
Unison Networks | Tomoana | 9 | 9 | 9 | 9 | 11 | 11 |  | 11
Unison Networks | Tutira | 0 | 0 | 0 | 0 | 0 | 0 |  | 0
Unison Networks | Waipa | 0 | 0 | 0 | 0 | 0 | 0 |  | 0
Unison Networks | Windsor | 24 | 24 | 24 | 24 | 24 | 24 |  | 24
Vector Lines | Vector Lines | 0 | 0 | 0 | 0 | 0 | 0 |  | 0
Vector Lines | Atkinson Road | 20 | 24 | 24 | 24 | 24 | 21.4 |  | 21.4
Vector Lines | Auckland Airport | 25 | 25 | 25 | 22.8 | 25 | 25 |  | 25
Vector Lines | Avondale | 20 | 24 | 24 | 24 | 24 | 24 |  | 24
Vector Lines | Bairds | 20 | 24 | 24 | 24 | 24 | 24 |  | 24
Vector Lines | Balmain | 0 | 0 | 0 | 0 | 0 | 0 |  | 0
Vector Lines | Balmoral | 12 | 14.3 | 22.9 | 22.9 | 24 | 24 |  | 24
Vector Lines | Belmont | 12.5 | 14 | 14 | 14 | 14 | 14 |  | 14
Vector Lines | Birkdale | 16 | 16 | 24 | 24 | 24 | 24 |  | 24
Vector Lines | Brickworks | 0 | 0 | 0 | 0 | 0 | 0 |  | 18
Vector Lines | Browns Bay | 12.5 | 14 | 12 | 10 | 10 | 10 |  | 24
Vector Lines | Bush Road | 24 | 24 | 23.8 | 23.8 | 23.8 | 22.6 |  | 22.6
Vector Lines | Carbine | 20 | 18.9 | 21.5 | 21.5 | 21.5 | 21.5 |  | 21.5
Vector Lines | Chevalier | 20 | 17.1 | 18.9 | 18.9 | 18.9 | 24 |  | 24
Vector Lines | Clendon | 20 | 24 | 24 | 24 | 24 | 24 |  | 24
Vector Lines | Clevedon | 0 | 0 | 0 | 0 | 0 | 0 |  | 0
Vector Lines | Coatesville | 0 | 0 | 0 | 0 | 0 | 0 |  | 11.5
Vector Lines | Drive | 20 | 24 | 24 | 24 | 24 | 24 |  | 24
Vector Lines | East Coast Road | 0 | 0 | 0 | 0 | 0 | 0 |  | 0
Vector Lines | East Tamaki | 20 | 24 | 24 | 22 | 24 | 24 |  | 24
Vector Lines | Flatbush | 0 | 0 | 0 | 24 | 24 | 24 |  | 24
Vector Lines | Forrest Hill | 20 | 16 | 20 | 20 | 20 | 20 |  | 20
Vector Lines | Freemans Bay | 18 | 21.6 | 21.6 | 21.6 | 21.6 | 21.6 |  | 21.6
Vector Lines | Glen Innes | 12 | 12.2 | 13.4 | 13.4 | 13.4 | 13.4 |  | 24
Vector Lines | Greenhithe | 0 | 0 | 0 | 0 | 0 | 0 |  | 0
Vector Lines | Greenmount | 40 | 48 | 48 | 48 | 48 | 48 |  | 48
Vector Lines | Gulf Harbour | 0 | 0 | 0 | 0 | 0 | 0 |  | 0
Vector Lines | Hans | 20 | 24 | 24 | 19.4 | 24 | 23.8 |  | 23.8
Vector Lines | Hauraki | 0 | 0 | 0 | 0 | 0 | 0 |  | 0
Vector Lines | Helensville | 7.5 | 9 | 9 | 9 | 9 | 9 |  | 18
Vector Lines | Henderson Valley | 16 | 16 | 16 | 15.2 | 15.2 | 15.2 |  | 15.2
Vector Lines | Highbrook | 0 | 19.4 | 23 | 23 | 19.4 | 23.4 |  | 23.4
Vector Lines | Highbury | 0 | 0 | 0 | 0 | 0 | 0 |  | 24
Vector Lines | Hillcrest | 24 | 21.1 | 23.8 | 23.8 | 21.7 | 23.8 |  | 23.8
Vector Lines | Hillsborough | 0 | 24 | 24 | 24 | 24 | 23.6 |  | 23.6
Vector Lines | Hobson 110/11kV | 25 | 27.5 | 30 | 30 | 30 | 25 |  | 25
Vector Lines | Hobson 22/11kV | 15 | 16.5 | 18 | 18 | 18 | 18 |  | 18
Vector Lines | Hobson 22kV | 40 | 40 | 80 | 40 | 80 | 40 |  | 80
Vector Lines | Hobsonville | 16 | 16 | 16 | 16 | 16 | 15.2 |  | 15.2
Vector Lines | Hospital | 0 | 0 | 0 | 0 | 0 | 0 |  | 0
Vector Lines | Howick | 40 | 46 | 46 | 46 | 46 | 48 |  | 48
Vector Lines | James Street | 16 | 16 | 16 | 16 | 16 | 15.2 |  | 15.2
Vector Lines | Keeling Road | 0 | 0 | 0 | 0 | 24 | 0 |  | 0
Vector Lines | Kingsland | 20 | 24 | 24 | 24 | 24 | 24 |  | 24
Vector Lines | Laingholm | 7.5 | 9 | 9 | 9 | 9 | 9 |  | 9
Vector Lines | Lichfield | 0 | 0 | 0 | 0 | 20 | 20 |  | 20
Vector Lines | Liverpool | 40 | 44 | 48 | 48 | 48 | 48 |  | 48
Vector Lines | Liverpool 22kV | 135 | 135 | 135 | 135 | 135 | 100 |  | 150
Vector Lines | Mangere Central | 20 | 24 | 24 | 24 | 24 | 24 |  | 48
Vector Lines | Mangere East | 20 | 24 | 24 | 24 | 24 | 24 |  | 24
Vector Lines | Mangere West | 30 | 36 | 33 | 36 | 33 | 30 |  | 30
Vector Lines | Manly | 16 | 14 | 14 | 14 | 14 | 14 |  | 14
Vector Lines | Manukau | 40 | 48 | 48 | 42.9 | 42.9 | 48 |  | 48
Vector Lines | Manurewa | 40 | 46.9 | 46.9 | 46.9 | 46.9 | 48 |  | 48
Vector Lines | Maraetai | 15 | 18 | 18 | 18 | 18 | 18 |  | 18
Vector Lines | McKinnon | 20 | 24 | 23.8 | 23.8 | 23.8 | 23.8 |  | 23.8
Vector Lines | Mcleod Road | 0 | 0 | 0 | 0 | 0 | 0 |  | 0
Vector Lines | McNab | 40 | 48 | 48 | 48 | 48 | 48 |  | 48
Vector Lines | Milford | 0 | 0 | 0 | 0 | 0 | 0 |  | 0
Vector Lines | Mt Albert | 0 | 0 | 0 | 0 | 0 | 0 |  | 0
Vector Lines | Mt Wellington | 20 | 24 | 24 | 24 | 24 | 24 |  | 24
Vector Lines | New Lynn | 12.5 | 14 | 14 | 14 | 14 | 14 |  | 14
Vector Lines | Newmarket | 40 | 48 | 48 | 48 | 48 | 48 |  | 96
Vector Lines | Newton | 16 | 19.2 | 18.9 | 18.9 | 18.9 | 18.9 |  | 18.9
Vector Lines | Ngataringa Bay | 0 | 0 | 0 | 0 | 0 | 0 |  | 0
Vector Lines | Northcote | 0 | 0 | 0 | 0 | 0 | 0 |  | 0
Vector Lines | Onehunga | 15 | 14.8 | 14.7 | 14.7 | 14.7 | 14.7 |  | 24
Vector Lines | Orakei | 18 | 21.6 | 21.6 | 21.6 | 21.6 | 21.6 |  | 21.6
Vector Lines | Oratia | 0 | 0 | 0 | 0 | 0 | 0 |  | 0
Vector Lines | Orewa | 20 | 24 | 15.2 | 15.2 | 15.2 | 15.2 |  | 24
Vector Lines | Otara | 30 | 30.8 | 30.8 | 30.8 | 30.8 | 31.2 |  | 31.2
Vector Lines | Pacific Steel | 40 | 0 | 44 | 44 | 44 | 42 |  | 42
Vector Lines | Pakuranga | 20 | 24 | 24 | 24 | 24 | 24 |  | 24
Vector Lines | Papakura | 20 | 24 | 24 | 24 | 24 | 23.4 |  | 23.4
Vector Lines | Parnell | 12 | 14.6 | 13.3 | 13.3 | 13.3 | 14.4 |  | 18
Vector Lines | Ponsonby | 12 | 14.4 | 14.4 | 14.4 | 14.4 | 14.4 |  | 18
Vector Lines | Quay | 20 | 22 | 24 | 24 | 24 | 24 |  | 48
Vector Lines | Quay 22kV | 60 | 60 | 120 | 120 | 60 | 60 |  | 60
Vector Lines | Ranui | 0 | 0 | 0 | 0 | 0 | 0 |  | 0
Vector Lines | Red Beach | 0 | 0 | 24 | 24 | 24 | 22.8 |  | 22.8
Vector Lines | Remuera | 20 | 24 | 24 | 24 | 24 | 24 |  | 24
Vector Lines | Riverhead | 7.5 | 9 | 9 | 9 | 9 | 9 |  | 9
Vector Lines | Rockfield | 20 | 24 | 24 | 24 | 24 | 24 |  | 24
Vector Lines | Rosebank | 21.5 | 25.8 | 25.8 | 25.8 | 25.8 | 24 |  | 24
Vector Lines | Rosedale | 0 | 0 | 0 | 0 | 0 | 0 |  | 24
Vector Lines | Sabulite Road | 12.5 | 14 | 14 | 14 | 14 | 14 |  | 24
Vector Lines | Sandringham | 20 | 24 | 24 | 24 | 24 | 24 |  | 24
Vector Lines | Simpson Road | 0 | 0 | 0 | 0 | 0 | 0 |  | 0
Vector Lines | Snells Beach | 0 | 0 | 0 | 0 | 0 | 0 |  | 0
Vector Lines | South Howick | 20 | 24 | 24 | 24 | 24 | 24 |  | 24
Vector Lines | Spur Road | 0 | 0 | 0 | 0 | 0 | 0 |  | 24
Vector Lines | St Heliers | 17.5 | 21 | 21 | 21 | 21 | 21 |  | 21
Vector Lines | St Johns | 20 | 24 | 24 | 24 | 24 | 24 |  | 24
Vector Lines | Sunset Road | 12.5 | 14 | 14 | 14 | 14 | 14 |  | 14
Vector Lines | Swanson | 0 | 0 | 0 | 0 | 0 | 0 |  | 0
Vector Lines | Sylvia Park | 20 | 20.2 | 24 | 24 | 24 | 24 |  | 24
Vector Lines | Takanini | 15 | 18 | 18 | 18 | 18 | 18 |  | 24
Vector Lines | Takapuna | 0 | 0 | 0 | 0 | 0 | 0 |  | 24
Vector Lines | Te Atatu | 12.5 | 14 | 14 | 14 | 14 | 14 |  | 24
Vector Lines | Te Papapa | 20 | 24 | 24 | 24 | 22.5 | 22.5 |  | 22.5
Vector Lines | Torbay | 0 | 0 | 0 | 0 | 0 | 0 |  | 0
Vector Lines | Triangle Road | 10 | 12 | 12 | 12 | 12 | 12 |  | 18
Vector Lines | Victoria | 20 | 20.4 | 22.4 | 22.4 | 22.4 | 22.4 |  | 22.4
Vector Lines | Waiake | 0 | 0 | 0 | 0 | 0 | 0 |  | 0
Vector Lines | Waiheke | 12.5 | 15 | 15 | 15 | 15 | 15 |  | 15
Vector Lines | Waikaukau | 0 | 0 | 0 | 0 | 0 | 0 |  | 0
Vector Lines | Waimauku | 0 | 0 | 0 | 0 | 9 | 0 |  | 11
Vector Lines | Wairau | 16 | 0 | 0 | 0 | 0 | 0 |  | 0
Vector Lines | Wairau Road | 0 | 16 | 16 | 16 | 15.2 | 16 |  | 16
Vector Lines | Warkworth | 15 | 18 | 18 | 18 | 18 | 18 |  | 18
Vector Lines | Wellsford | 7.5 | 9 | 9 | 9 | 9 | 9 |  | 9
Vector Lines | Westfield | 20 | 22 | 24 | 24 | 24 | 24 |  | 24
Vector Lines | Westgate | 0 | 0 | 0 | 0 | 0 | 24 |  | 24
Vector Lines | White Swan | 30 | 34.7 | 32.2 | 32.2 | 32.2 | 32.2 |  | 32.2
Vector Lines | Wiri | 40 | 48 | 48 | 48 | 48 | 42.5 |  | 42.5
Vector Lines | Woodford | 0 | 0 | 0 | 0 | 0 | 0 |  | 0
Wellington Electricity | Wellington Electricity | 0 | 0 | 0 | 0 | 0 | 0 |  | 0
Wellington Electricity | 8 Ira St | 24 | 24 | 24 | 24 | 21 | 21 |  | 21
Wellington Electricity | Bond St | 0 | 0 | 0 | 0 | 0 | 0 |  | 0
Wellington Electricity | Bond Street | 0 | 0 | 0 | 0 | 0 | 0 |  | 0
Wellington Electricity | Brown Owl | 23 | 23 | 23 | 23 | 22 | 22 |  | 22
Wellington Electricity | Evans Bay | 24 | 24 | 24 | 24 | 19 | 19 |  | 19
Wellington Electricity | Frederick St | 36 | 36 | 36 | 36 | 23 | 23.2 |  | 36
Wellington Electricity | Gracefield | 23 | 23 | 23 | 23 | 20 | 20 |  | 20
Wellington Electricity | Hataitai | 23 | 23 | 23 | 23 | 22 | 22 |  | 22
Wellington Electricity | Johnsonville | 23 | 23 | 23 | 23 | 21 | 21 |  | 21
Wellington Electricity | Karori | 24 | 24 | 24 | 24 | 21 | 21 |  | 21
Wellington Electricity | Kenepuru | 23 | 23 | 23 | 23 | 19 | 19 |  | 19
Wellington Electricity | Korokoro | 23 | 23 | 23 | 23 | 16.6 | 16 |  | 16
Wellington Electricity | Maidstone | 22 | 22 | 22 | 22 | 19.2 | 19 |  | 19
Wellington Electricity | Mana-Plimmerton | 16 | 0 | 16 | 16 | 16 | 16 |  | 16
Wellington Electricity | Mana-Plmtn | 0 | 16 | 0 | 0 | 0 | 0 |  | 0
Wellington Electricity | Moore St | 36 | 36 | 36 | 30 | 30 | 30 |  | 30
Wellington Electricity | Naenae | 23 | 23 | 23 | 23 | 22 | 22 |  | 22
Wellington Electricity | Nairn St | 30.1 | 30 | 30 | 30 | 25 | 25 |  | 25
Wellington Electricity | Ngauranga | 12 | 12 | 12 | 12 | 12 | 12 |  | 12
Wellington Electricity | Palm Grove | 24 | 24 | 24 | 24 | 24 | 24 |  | 24
Wellington Electricity | Petone | 20 | 0 | 0 | 0 | 0 | 0 |  | 0
Wellington Electricity | Porirua | 20 | 20 | 20 | 20 | 20 | 20 |  | 20
Wellington Electricity | Seaview | 22 | 22 | 22 | 22 | 18 | 18 |  | 18
Wellington Electricity | Tawa | 16 | 16 | 16 | 16 | 16 | 16 |  | 16
Wellington Electricity | The Terrace | 36 | 36 | 36 | 36 | 30 | 30 |  | 30
Wellington Electricity | Trentam | 0 | 0 | 0 | 23 | 0 | 0 |  | 0
Wellington Electricity | Trentham | 23 | 23 | 23 | 0 | 23 | 23 |  | 23
Wellington Electricity | University | 24 | 24 | 24 | 24 | 24 | 24 |  | 24
Wellington Electricity | Waikowhai | 19 | 19 | 19 | 19 | 19 | 19 |  | 19
Wellington Electricity | Wainuiomata | 23 | 20 | 20 | 20 | 20 | 20 |  | 20
Wellington Electricity | Waitangirua | 16 | 16 | 16 | 16 | 16 | 16 |  | 16
Wellington Electricity | Waterloo | 23 | 23 | 23 | 23 | 23 | 23 |  | 23

## Calculations - MVA
Calculations - MVA
This sheet calculates the total increase in MVA capacity for zone substations for each relevant EDB, using the inputs from the 'Inputs - MVA' sheet. The outputs of this sheet feed through to the 'Calculations - Gating' sheet.
Inputs | [13 empty] | Actual data to 2018
|  | Installed Firm Capacity (MVA) | [6 empty] | Installed Firm Capacity +5 years (MVA)
|  | 2013 | 2014 | 2015 | 2016 | 2017 | 2018 | 2019 | 2018
Alpine Energy | Alpine Energy | 0 | 0 | 0 | 0 | 0 | 0 | 0 | 0
Alpine Energy | [Zone Substation_19] | 0 | 0 | 0 | 0 | 0 | 0 | 0 | 0
Alpine Energy | Albury (ABY) | 0 | 0 | 0 | 0 | 0 | 0 | 0 | 0
Alpine Energy | Balmoral (BML) | 0 | 0 | 0 | 0 | 0 | 0 | 0 | 0
Alpine Energy | Bell's Pond (BPD) | 0 | 0 | 0 | 0 | 0 | 20 | 0 | 20
Alpine Energy | Clandeboye 1 (CD1) | 20 | 20 | 20 | 20 | 20 | 20 | 0 | 20
Alpine Energy | Clandeboye 2 (CD2) | 25 | 25 | 25 | 25 | 25 | 25 | 0 | 25
Alpine Energy | Cooney's Road (CNR) | 0 | 0 | 0 | 0 | 0 | 0 | 0 | 0
Alpine Energy | Fairlie (FLE) | 0 | 0 | 0 | 0 | 0 | 0 | 0 | 0
Alpine Energy | Geraldine (GLD) | 0 | 0 | 0 | 0 | 0 | 0 | 0 | 0
Alpine Energy | Glentanner (GTN) | 0 | 0 | 0 | 0 | 0 | 0 | 0 | 0
Alpine Energy | Haldon Lilybank (HLB) | 0 | 0 | 0 | 0 | 0 | 0 | 0 | 0
Alpine Energy | Pareora (PAR) | 15 | 15 | 15 | 15 | 15 | 15 | 0 | 15
Alpine Energy | Pleasant Point (PLP) | 0 | 0 | 0 | 0 | 0 | 0 | 0 | 0
Alpine Energy | Rangitata (RGA) | 15 | 15 | 15 | 15 | 10 | 10 | 0 | 10
Alpine Energy | Studholme (STU) | 11 | 11 | 11 | 11 | 11 | 11 | 0 | 11
Alpine Energy | Tekapo Village (TEK) | 0 | 0 | 0 | 0 | 0 | 0 | 0 | 0
Alpine Energy | Temuka (TMK) | 25 | 25 | 25 | 25 | 25 | 25 | 0 | 25
Alpine Energy | Timaru 11/33 (TIM) | 25 | 25 | 25 | 25 | 25 | 25 | 0 | 25
Alpine Energy | Twizel Village (TVS) | 3 | 3 | 3 | 3 | 0 | 0 | 0 | 0
Alpine Energy | Unwin Hut (UHT) | 0 | 0 | 0 | 0 | 0 | 0 | 0 | 0
Aurora Energy | Aurora Energy | 0 | 0 | 0 | 0 | 0 | 0 | 0 | 0
Aurora Energy | Alexandra | 15 | 15 | 15 | 15 | 15 | 15 | 0 | 15
Aurora Energy | Anderson’s Bay | 0 | 0 | 18 | 18 | 18 | 18 | 0 | 18
Aurora Energy | Andersons Bay | 18 | 18 | 0 | 0 | 0 | 0 | 0 | 0
Aurora Energy | Arrowtown | 7.5 | 7.5 | 7.5 | 7.5 | 7.5 | 6 | 0 | 12
Aurora Energy | Berwick | 3.6 | 3.6 | 3.6 | 3.6 | 3.6 | 3.6 | 0 | 3.6
Aurora Energy | Camphill | 0 | 0 | 0 | 7 | 7 | 6.5 | 0 | 7
Aurora Energy | Cardrona | 5 | 5 | 5 | 5 | 5 | 6 | 0 | 5
Aurora Energy | Clyde/Earnscleugh | 0 | 0 | 4.8 | 4.8 | 4.8 | 4.8 | 0 | 4.8
Aurora Energy | Clyde-Earnscleugh | 4.8 | 4.8 | 0 | 0 | 0 | 0 | 0 | 0
Aurora Energy | Commonage | 23 | 23 | 23 | 23 | 23 | 17 | 0 | 17
Aurora Energy | Coronet Peak | 6 | 6 | 6 | 6 | 6 | 6 | 0 | 6
Aurora Energy | Corstorphine | 23 | 23 | 23 | 23 | 23 | 23 | 0 | 23
Aurora Energy | Cromwell | 9 | 9 | 9 | 9 | 9 | 7.5 | 0 | 24
Aurora Energy | Dalefield | 3.6 | 3.6 | 3.6 | 3.6 | 3.6 | 3.6 | 0 | 3.6
Aurora Energy | Earnscleugh | 0 | 0 | 0 | 0 | 0 | 2 | 0 | 2
Aurora Energy | East Taieri | 23 | 23 | 24 | 24 | 24 | 24 | 0 | 24
Aurora Energy | Ettrick | 3.6 | 3.6 | 3.6 | 3.6 | 3.6 | 3.6 | 0 | 3.6
Aurora Energy | Fernhill | 10 | 10 | 10 | 10 | 10 | 10 | 0 | 10
Aurora Energy | Frankton | 17 | 17 | 17 | 17 | 17 | 15 | 0 | 15
Aurora Energy | Green Island | 18 | 18 | 18 | 18 | 18 | 18 | 0 | 18
Aurora Energy | Halfway Bush | 18 | 18 | 18 | 18 | 18 | 24 | 0 | 24
Aurora Energy | Kaikorai Val. | 0 | 0 | 0 | 23 | 23 | 23 | 0 | 23
Aurora Energy | Kaikorai Valley | 23 | 23 | 23 | 0 | 0 | 0 | 0 | 0
Aurora Energy | Lauder Flat | 0 | 0 | 0 | 0 | 3 | 4 | 0 | 4
Aurora Energy | Lindis Crossing | 0 | 0 | 7.5 | 7.5 | 7.5 | 7.5 | 0 | 7.5
Aurora Energy | Maungawera | 3.6 | 3.6 | 0 | 0 | 0 | 0 | 0 | 0
Aurora Energy | Maungawera /Camphill | 0 | 0 | 3.3 | 0 | 0 | 0 | 0 | 0
Aurora Energy | Mosgiel | 14 | 14 | 14 | 14 | 14 | 12 | 0 | 12
Aurora Energy | Neville St | 18 | 18 | 18 | 18 | 18 | 18 | 0 | 24
Aurora Energy | North City | 28 | 28 | 28 | 28 | 28 | 28 | 0 | 28
Aurora Energy | North East Val. | 0 | 0 | 0 | 23 | 23 | 18 | 0 | 18
Aurora Energy | North East Valley | 23 | 23 | 23 | 0 | 0 | 0 | 0 | 0
Aurora Energy | Omakau | 3.6 | 3.6 | 3.6 | 3.6 | 3.6 | 3 | 0 | 3
Aurora Energy | Outram | 5.6 | 5.6 | 5.6 | 5.6 | 3 | 6 | 0 | 5.6
Aurora Energy | Port Chalmers | 10 | 10 | 10 | 10 | 10 | 10 | 0 | 10
Aurora Energy | Queensberry | 3.3 | 3.3 | 3.3 | 4 | 4 | 4 | 0 | 4
Aurora Energy | Queenstown | 26 | 26 | 26 | 26 | 26 | 20 | 0 | 20
Aurora Energy | Remarkables | 3.6 | 3.6 | 3.6 | 3.6 | 3.6 | 3.6 | 0 | 3.6
Aurora Energy | Roxburgh | 3.6 | 5 | 6 | 6 | 6 | 6 | 0 | 6
Aurora Energy | Smith St | 0 | 0 | 18 | 18 | 18 | 18 | 0 | 18
Aurora Energy | Smith Street | 18 | 18 | 0 | 0 | 0 | 0 | 0 | 0
Aurora Energy | South City | 18 | 18 | 18 | 18 | 18 | 18 | 0 | 18
Aurora Energy | St Kilda | 23 | 23 | 23 | 23 | 23 | 23 | 0 | 23
Aurora Energy | Wanaka | 24 | 24 | 24 | 24 | 24 | 24 | 0 | 24
Aurora Energy | Ward St | 0 | 0 | 24 | 24 | 24 | 23 | 0 | 23
Aurora Energy | Ward Street | 24 | 24 | 0 | 0 | 0 | 0 | 0 | 0
Aurora Energy | Willowbank | 18 | 18 | 18 | 18 | 18 | 18 | 0 | 18
Centralines | Centralines | 0 | 0 | 0 | 0 | 0 | 0 | 0 | 0
Centralines | Ongaonga | 12 | 12 | 12 | 12 | 0 | 0 | 0 | 0
Centralines | Takapau | 18 | 18 | 18 | 18 | 7.5 | 7.5 | 0 | 7.5
Centralines | Waipawa | 18 | 18 | 18 | 18 | 7.5 | 7.5 | 0 | 7.5
Centralines | Waipukurau | 18 | 18 | 18 | 18 | 10 | 10 | 0 | 10
Centralines | Wilder Road | 2.4 | 2.4 | 2.4 | 2.4 | 0 | 0 | 0 | 0
EA Networks | EA Networks | 0 | 0 | 0 | 0 | 0 | 0 | 0 | 0
EA Networks | Ashburton 33/11kV [ASH] | 20 | 20 | 20 | 20 | 20 | 20 | 0 | 0
EA Networks | Ashburton 66/11kV [ASH] | 0 | 0 | 0 | 0 | 0 | 0 | 0 | 20
EA Networks | Carew 66/22kV [CRW] | 0 | 0 | 0 | 0 | 20 | 20 | 0 | 20
EA Networks | Coldstream 66/22kV [CSM] | 0 | 0 | 0 | 0 | 0 | 0 | 0 | 0
EA Networks | Dorie 66/22kV [DOR] | 0 | 0 | 0 | 0 | 0 | 0 | 0 | 0
EA Networks | Eiffelton 66/11kV [EFN] | 0 | 0 | 0 | 0 | 0 | 0 | 0 | 0
EA Networks | Elgin 66/22kV [EGN] (Future) | 0 | 0 | 0 | 0 | 0 | 0 | 0 | 0
EA Networks | Fairton 33/11kV [FTN] | 10 | 10 | 10 | 10 | 10 | 10 | 0 | 0
EA Networks | Fairton 66/22/11kV [FTN] | 0 | 0 | 0 | 0 | 20 | 20 | 0 | 20
EA Networks | Hackthorne 66/22kV [HTH] | 0 | 0 | 0 | 0 | 0 | 0 | 0 | 0
EA Networks | Highbank 66/11kV [HBK] | 0 | 0 | 0 | 0 | 0 | 0 | 0 | 0
EA Networks | Lagmhor 66/22kV [LGM] | 0 | 0 | 0 | 0 | 0 | 0 | 0 | 0
EA Networks | Lauriston 66/22kV [LSN] | 0 | 0 | 0 | 0 | 0 | 0 | 0 | 0
EA Networks | Lismore 33/11kV [LSR] | 0 | 0 | 0 | 0 | 0 | 0 | 0 | 0
EA Networks | Methven 33/11kV [MVN] | 0 | 0 | 0 | 0 | 0 | 0 | 0 | 0
EA Networks | Methven 66/11kV [MTV] | 0 | 0 | 0 | 0 | 0 | 0 | 0 | 0
EA Networks | Methven 66/22/11kV [MTV] | 0 | 0 | 0 | 0 | 0 | 0 | 0 | 0
EA Networks | Methven 66/33kV [MTV] | 0 | 0 | 0 | 0 | 0 | 0 | 0 | 0
EA Networks | Montalto 33/11kV [MON] | 0 | 0 | 0 | 0 | 0 | 0 | 0 | 0
EA Networks | Mt Hutt 33/11kV [MHT] | 0 | 0 | 0 | 0 | 0 | 0 | 0 | 0
EA Networks | Mt Somers 33/11kV [MSM] | 0 | 0 | 0 | 0 | 0 | 0 | 0 | 0
EA Networks | Northtown 33/11kV [NTN] | 10 | 10 | 0 | 0 | 0 | 0 | 0 | 0
EA Networks | Northtown 66/11kV [NTN] | 0 | 0 | 10 | 20 | 20 | 20 | 0 | 20
EA Networks | Overdale 66/22kV [OVD] | 0 | 0 | 0 | 0 | 0 | 0 | 0 | 0
EA Networks | Pendarves 66/22kV [PDS] | 20 | 20 | 20 | 20 | 20 | 20 | 0 | 20
EA Networks | Seafield 33/11kV [SFD] | 0 | 0 | 0 | 0 | 0 | 0 | 0 | 0
EA Networks | Seafield 33/11kV [SFD33] | 0 | 0 | 0 | 0 | 0 | 0 | 0 | 0
EA Networks | Seafield 66/11kV [SFD66] | 0 | 0 | 0 | 0 | 0 | 0 | 0 | 0
EA Networks | Wakanui 66/22kV [WNU] | 0 | 0 | 0 | 0 | 0 | 0 | 0 | 0
Eastland Network | Eastland Network | 0 | 0 | 0 | 0 | 0 | 0 | 0 | 0
Eastland Network | Blacks pad | 0 | 0 | 0 | 0 | 0 | 0 | 0 | 0
Eastland Network | Carnarvon | 12.5 | 12.5 | 12.5 | 12.5 | 12.5 | 12.5 | 0 | 12.5
Eastland Network | Gisborne | 0 | 0 | 60 | 60 | 60 | 60 | 0 | 60
Eastland Network | JNL | 0 | 0 | 0 | 0 | 0 | 0 | 0 | 0
Eastland Network | Kaiti | 0 | 0 | 0 | 0 | 0 | 0 | 0 | 0
Eastland Network | Kiwi | 0 | 0 | 6.5 | 6.5 | 6.5 | 6.5 | 0 | 0
Eastland Network | Makaraka | 0 | 0 | 0 | 0 | 0 | 0 | 0 | 0
Eastland Network | Matawhero | 5 | 5 | 5 | 5 | 5 | 5 | 0 | 5
Eastland Network | Ngatapa | 0 | 0 | 0 | 0 | 0 | 0 | 0 | 0
Eastland Network | Parkinson | 12.5 | 12.5 | 12.5 | 12.5 | 12.5 | 12.5 | 0 | 12.5
Eastland Network | Patutahi | 0 | 0 | 0 | 0 | 0 | 0 | 0 | 0
Eastland Network | Pehiri | 0 | 0 | 0 | 0 | 0 | 0 | 0 | 0
Eastland Network | Port | 0 | 0 | 0 | 0 | 0 | 0 | 0 | 0
Eastland Network | Puha | 0 | 0 | 0 | 0 | 0 | 0 | 0 | 0
Eastland Network | Ruatoria | 0 | 0 | 0 | 0 | 0 | 0 | 0 | 0
Eastland Network | Tahaenui | 0 | 0 | 0 | 0 | 0 | 0 | 0 | 0
Eastland Network | TeAraroa | 0 | 0 | 0 | 0 | 0 | 0 | 0 | 0
Eastland Network | Tokomaru | 0 | 0 | 0 | 0 | 0 | 0 | 0 | 0
Eastland Network | Tolaga | 0 | 0 | 0 | 0 | 0 | 0 | 0 | 0
Eastland Network | Tuai | 0 | 0 | 0 | 0 | 0 | 0 | 0 | 0
Eastland Network | Waihi | 0 | 0 | 6.5 | 0 | 6.5 | 6.5 | 0 | 0
Eastland Network | Wairoa | 0 | 0 | 10 | 10 | 10 | 10 | 0 | 10
Eastland Network | Wairoa/Kiwi | 10 | 10 | 0 | 0 | 0 | 0 | 0 | 0
Electricity Invercargill | Electricity Invercargill | 0 | 0 | 0 | 0 | 0 | 0 | 0 | 0
Electricity Invercargill | Doon Street | 23 | 23 | 23 | 0 | 0 | 0 | 0 | 0
Electricity Invercargill | Leven Street | 23 | 23 | 23 | 23 | 23 | 23 | 0 | 23
Electricity Invercargill | Racecourse Road | 0 | 0 | 0 | 0 | 0 | 0 | 0 | 0
Electricity Invercargill | Southern | 0 | 0 | 0 | 0 | 0 | 0 | 0 | 23
Electricity Invercargill | Spey Street | 0 | 0 | 0 | 36 | 36 | 36 | 0 | 36
Horizon Energy | Horizon Energy | 0 | 0 | 0 | 0 | 0 | 0 | 0 | 0
Horizon Energy | East Bank | 0 | 0 | 0 | 0 | 0 | 0 | 0 | 0
Horizon Energy | Galatea | 7.5 | 7.5 | 7.5 | 7.5 | 7.5 | 7.5 | 0 | 7.5
Horizon Energy | Kaingaroa | 5.3 | 5.3 | 5.3 | 5.3 | 5.3 | 5.3 | 0 | 5.3
Horizon Energy | Kawerau | 0 | 0 | 25 | 25 | 25 | 20 | 0 | 20
Horizon Energy | Kopeopeo | 10 | 13.3 | 13.3 | 13.3 | 13.3 | 13.3 | 0 | 16
Horizon Energy | Ohope | 0 | 0 | 0 | 0 | 0 | 0 | 0 | 0
Horizon Energy | Plains | 0 | 0 | 0 | 0 | 0 | 0 | 0 | 0
Horizon Energy | Station Road | 10 | 10 | 10 | 10 | 10 | 10 | 0 | 10
Horizon Energy | Te Kaha | 0 | 0 | 0 | 0 | 0 | 0 | 0 | 0
Horizon Energy | Waiotahi | 0 | 0 | 10 | 10 | 10 | 10 | 0 | 10
Nelson Electricity | Nelson Electricity | 0 | 0 | 0 | 0 | 0 | 0 | 0 | 0
Nelson Electricity | [Zone Substation_01] | 0 | 0 | 0 | 48 | 48 | 0 | 0 | 0
Nelson Electricity | Haven Road | 40 | 0 | 0 | 0 | 0 | 0 | 0 | 0
Nelson Electricity | Haven Road Zone Substation | 0 | 0 | 0 | 0 | 0 | 48 | 0 | 48
Nelson Electricity | New Haven Road | 0 | 48 | 48 | 0 | 0 | 0 | 0 | 0
Network Tasman | Network Tasman | 0 | 0 | 0 | 0 | 0 | 0 | 0 | 0
Network Tasman | Annesbrook | 23 | 23 | 23 | 23 | 23 | 23 | 0 | 23
Network Tasman | Brightwater | 15 | 15 | 15 | 15 | 15 | 15 | 0 | 15
Network Tasman | Eves Valley | 5 | 5 | 5 | 5 | 5 | 5 | 0 | 5
Network Tasman | Founders | 15 | 15 | 15 | 15 | 15 | 15 | 0 | 15
Network Tasman | Hope | 10 | 10 | 10 | 10 | 10 | 10 | 0 | 23
Network Tasman | Lower Queen St | 30 | 30 | 30 | 30 | 30 | 30 | 0 | 30
Network Tasman | Mapua | 10 | 10 | 10 | 10 | 10 | 10 | 0 | 10
Network Tasman | Motueka | 0 | 0 | 20 | 20 | 20 | 20 | 0 | 23
Network Tasman | Richmond | 23 | 23 | 23 | 23 | 23 | 23 | 0 | 23
Network Tasman | Songer St | 23 | 23 | 23 | 23 | 23 | 23 | 0 | 23
Network Tasman | Swamp Rd | 3 | 0 | 0 | 0 | 0 | 0 | 0 | 0
Network Tasman | Swamp Road | 0 | 3 | 3 | 3 | 3 | 3 | 0 | 3
Network Tasman | Takaka | 7.5 | 7.5 | 8 | 8 | 8 | 7.5 | 0 | 7.5
Network Tasman | Upper Takaka | 0 | 0 | 0 | 6 | 6 | 6 | 0 | 6
Orion NZ | Orion NZ | 0 | 0 | 0 | 0 | 0 | 0 | 0 | 0
Orion NZ | Addington 11kV #1 | 0 | 0 | 0 | 40 | 40 | 40 | 0 | 40
Orion NZ | Addington 11kV #2 | 0 | 0 | 0 | 34 | 34 | 34 | 0 | 34
Orion NZ | Annat | 2.5 | 0 | 0 | 0 | 0 | 0 | 0 | 0
Orion NZ | Armagh | 40 | 40 | 40 | 40 | 40 | 40 | 0 | 40
Orion NZ | Bankside | 10 | 0 | 0 | 0 | 0 | 0 | 0 | 0
Orion NZ | Barnett Park | 15 | 15 | 15 | 15 | 15 | 15 | 0 | 15
Orion NZ | Bishopdale | 34.29 | 0 | 0 | 0 | 0 | 0 | 0 | 0
Orion NZ | Bishopdale/Papanui | 0 | 29 | 28.6 | 0 | 0 | 0 | 0 | 0
Orion NZ | Bromley | 0 | 0 | 0 | 60 | 60 | 60 | 0 | 60
Orion NZ | Brookside 66kV | 10 | 0 | 0 | 0 | 0 | 0 | 0 | 0
Orion NZ | Dallington | 40 | 40 | 40 | 40 | 40 | 40 | 0 | 40
Orion NZ | Darfield | 7.5 | 0 | 0 | 0 | 0 | 0 | 0 | 0
Orion NZ | Diamond Harbour | 7.5 | 0 | 0 | 0 | 0 | 0 | 0 | 0
Orion NZ | Dunsandel | 10 | 10 | 10 | 10 | 10 | 10 | 0 | 23
Orion NZ | Duvauchelle | 0 | 0 | 0 | 0 | 7.5 | 0 | 0 | 0
Orion NZ | Duvauchelles | 7.5 | 8 | 7.5 | 7.5 | 0 | 7.5 | 0 | 7.5
Orion NZ | Fendalton | 40 | 40 | 40 | 40 | 40 | 40 | 0 | 40
Orion NZ | Foster | 26.7 | 27 | 0 | 0 | 0 | 0 | 0 | 0
Orion NZ | Greendale | 10 | 0 | 0 | 0 | 0 | 0 | 0 | 0
Orion NZ | Grimseys Winters | 26.5 | 0 | 0 | 0 | 0 | 0 | 0 | 0
Orion NZ | Grimseys-Winters | 0 | 27 | 0 | 0 | 0 | 0 | 0 | 0
Orion NZ | Halswell | 23 | 23 | 23 | 23 | 23 | 23 | 0 | 23
Orion NZ | Harewood | 7.5 | 8 | 7.5 | 7.5 | 7.5 | 7.5 | 0 | 7.5
Orion NZ | Hawthornden | 40 | 40 | 40 | 40 | 40 | 40 | 0 | 40
Orion NZ | Heathcote | 40 | 40 | 40 | 40 | 40 | 40 | 0 | 40
Orion NZ | Highfield | 7.5 | 0 | 0 | 0 | 0 | 0 | 0 | 0
Orion NZ | Hills | 7.5 | 0 | 0 | 0 | 0 | 0 | 0 | 0
Orion NZ | Hoon Hay | 40 | 40 | 40 | 40 | 40 | 40 | 0 | 40
Orion NZ | Hornby | 20 | 20 | 20 | 20 | 20 | 20 | 0 | 20
Orion NZ | Hororata | 7.5 | 0 | 0 | 0 | 0 | 0 | 0 | 0
Orion NZ | Ilam | 11 | 11 | 11 | 11 | 11 | 11 | 0 | 11
Orion NZ | Killinchy | 10 | 0 | 0 | 0 | 0 | 0 | 0 | 0
Orion NZ | Kimberley | 7.5 | 23 | 23 | 23 | 23 | 23 | 0 | 23
Orion NZ | Knox | 12.34 | 12 | 0 | 0 | 0 | 0 | 0 | 0
Orion NZ | Lancaster | 40 | 40 | 40 | 40 | 40 | 40 | 0 | 40
Orion NZ | Larcomb | 23 | 23 | 23 | 23 | 23 | 23 | 0 | 23
Orion NZ | Lincoln | 10 | 10 | 10 | 10 | 10 | 10 | 0 | 10
Orion NZ | Little River | 2.5 | 0 | 0 | 0 | 0 | 0 | 0 | 0
Orion NZ | Marshlands (Possible) | 0 | 0 | 0 | 0 | 0 | 0 | 0 | 0
Orion NZ | McFaddens | 40 | 40 | 40 | 40 | 40 | 40 | 0 | 40
Orion NZ | Middleton | 40 | 40 | 40 | 40 | 40 | 40 | 0 | 40
Orion NZ | Milton | 40 | 40 | 40 | 40 | 40 | 40 | 0 | 40
Orion NZ | Moffett | 18.1 | 18 | 18.1 | 23 | 23 | 23 | 0 | 23
Orion NZ | Montreal | 12.7 | 13 | 0 | 0 | 0 | 0 | 0 | 0
Orion NZ | Motukarara | 2.5 | 3 | 2.5 | 7.5 | 7.5 | 7.5 | 0 | 7.5
Orion NZ | Oxford Tuam | 40 | 40 | 40 | 40 | 40 | 40 | 0 | 40
Orion NZ | Pages Kearneys | 17.2 | 0 | 0 | 0 | 0 | 0 | 0 | 0
Orion NZ | Pages-Kearneys | 0 | 17 | 0 | 0 | 0 | 0 | 0 | 0
Orion NZ | Papanui | 0 | 0 | 0 | 40 | 69 | 48 | 0 | 48
Orion NZ | Portman | 24 | 24 | 0 | 0 | 0 | 0 | 0 | 0
Orion NZ | Prebbleton | 23 | 0 | 0 | 15 | 15 | 15 | 0 | 15
Orion NZ | Rawhiti | 40 | 40 | 40 | 40 | 40 | 40 | 0 | 40
Orion NZ | Rolleston | 10 | 10 | 10 | 10 | 10 | 10 | 0 | 10
Orion NZ | Shands | 20 | 20 | 20 | 20 | 20 | 20 | 0 | 20
Orion NZ | Sockburn | 35 | 35 | 35 | 35 | 35 | 35 | 0 | 35
Orion NZ | Spreydon | 16 | 20 | 0 | 0 | 0 | 0 | 0 | 0
Orion NZ | Springston | 7.5 | 0 | 0 | 0 | 0 | 0 | 0 | 0
Orion NZ | Springston 33/11kV | 0 | 0 | 0 | 0 | 0 | 0 | 0 | 7.5
Orion NZ | Te Pirita | 10 | 0 | 0 | 0 | 0 | 0 | 0 | 0
Orion NZ | Teddington | 2.5 | 0 | 0 | 0 | 0 | 0 | 0 | 0
Orion NZ | Waimakariri | 0 | 0 | 0 | 15 | 15 | 15 | 0 | 40
Orion NZ | Waimakariri (Proposed) | 0 | 0 | 0 | 0 | 0 | 0 | 0 | 0
Orion NZ | Weedons | 23 | 23 | 23 | 0 | 23 | 23 | 0 | 23
OtagoNet | OtagoNet | 0 | 0 | 0 | 0 | 0 | 0 | 0 | 0
OtagoNet | Charlotte St | 0 | 10 | 0 | 0 | 0 | 0 | 0 | 0
OtagoNet | Charlotte Street | 5 | 0 | 5 | 5 | 5 | 5 | 0 | 5
OtagoNet | Clarks Junction | 0 | 0.5 | 0 | 0 | 0 | 0 | 0 | 0
OtagoNet | Clinton | 0 | 2.5 | 0 | 0 | 0 | 0 | 0 | 0
OtagoNet | Clydevale | 0 | 2.5 | 0 | 0 | 0 | 0 | 0 | 0
OtagoNet | Deepdell | 0 | 0.8 | 0 | 0 | 0 | 0 | 0 | 0
OtagoNet | Elderlee St | 0 | 10 | 0 | 0 | 0 | 0 | 0 | 0
OtagoNet | Elderlee Street | 5 | 0 | 5 | 5 | 5 | 5 | 0 | 5
OtagoNet | Finegand | 0 | 2.5 | 0 | 0 | 0 | 0 | 0 | 0
OtagoNet | Glenore | 0 | 1.5 | 0 | 0 | 0 | 0 | 0 | 0
OtagoNet | Golden Point | 0 | 5 | 0 | 0 | 0 | 0 | 0 | 0
OtagoNet | Greenfield | 0 | 2.3 | 0 | 0 | 0 | 0 | 0 | 0
OtagoNet | Hindon | 0 | 0.5 | 0 | 0 | 0 | 0 | 0 | 0
OtagoNet | Hyde | 0 | 2.5 | 0 | 0 | 0 | 0 | 0 | 0
OtagoNet | Kaitangata | 0 | 2.5 | 0 | 0 | 0 | 0 | 0 | 0
OtagoNet | Lawrence | 0 | 2.5 | 0 | 0 | 0 | 0 | 0 | 0
OtagoNet | Linburn | 0 | 0 | 0 | 0 | 0 | 0 | 0 | 0
OtagoNet | Linnburn | 0 | 0 | 0 | 0 | 0 | 0 | 0 | 0
OtagoNet | Macraes Mine | 15 | 30 | 35 | 0 | 0 | 0 | 0 | 0
OtagoNet | Merton | 2.5 | 5 | 2.5 | 2.5 | 2.5 | 2.5 | 0 | 0
OtagoNet | Middlemarch | 0 | 2.5 | 0 | 0 | 0 | 0 | 0 | 0
OtagoNet | Milburn | 2.5 | 7.5 | 2.5 | 2.5 | 0 | 0 | 0 | 0
OtagoNet | North Balclutha | 0 | 5 | 0 | 0 | 0 | 0 | 0 | 0
OtagoNet | Oturehua | 0 | 0.8 | 0 | 0 | 0 | 0 | 0 | 0
OtagoNet | Owaka | 0 | 2.5 | 0 | 0 | 0 | 0 | 0 | 0
OtagoNet | Paerau | 0 | 0.8 | 0 | 0 | 0 | 0 | 0 | 0
OtagoNet | Paerau Hydro | 15 | 30 | 15 | 15 | 15 | 15 | 0 | 15
OtagoNet | Palmerston | 2.5 | 5 | 2.5 | 2.5 | 2.5 | 2.5 | 0 | 2.5
OtagoNet | Patearoa | 0 | 2.5 | 0 | 0 | 0 | 0 | 0 | 0
OtagoNet | Port Molyneux | 0 | 2.5 | 0 | 0 | 0 | 0 | 0 | 0
OtagoNet | Pukeawa | 0 | 0.8 | 0 | 0 | 0 | 0 | 0 | 0
OtagoNet | Ranfurly | 2.5 | 5 | 2.5 | 2.5 | 2.5 | 0 | 0 | 0
OtagoNet | Ranfurly 33/11kV | 0 | 0 | 0 | 0 | 0 | 0 | 0 | 0
OtagoNet | Ranfurly 66/33 kV | 25 | 50 | 25 | 0 | 0 | 25 | 0 | 25
OtagoNet | Remarkables | 0 | 0 | 23 | 12.5 | 12.5 | 12.5 | 0 | 12.5
OtagoNet | Stirling | 0 | 5 | 0 | 0 | 0 | 0 | 0 | 0
OtagoNet | Waihola | 0 | 1.5 | 0 | 0 | 0 | 0 | 0 | 0
OtagoNet | Waipiata | 0 | 2.5 | 0 | 0 | 0 | 0 | 0 | 0
OtagoNet | Waitati | 0 | 2.5 | 0 | 0 | 0 | 0 | 0 | 0
OtagoNet | Wedderburn | 0 | 0.8 | 0 | 0 | 0 | 0 | 0 | 0
The Lines Company | The Lines Company | 0 | 0 | 0 | 0 | 0 | 0 | 0 | 0
The Lines Company | Arohena | 3 | 0 | 0 | 0 | 0 | 0 | 0 | 0
The Lines Company | Atiamuri | 10 | 0 | 0 | 0 | 0 | 0 | 0 | 0
The Lines Company | Awamate | 0 | 0 | 0 | 0 | 0 | 0 | 0 | 0
The Lines Company | Awamate Road | 2 | 0 | 0 | 0 | 0 | 0 | 0 | 0
The Lines Company | Borough | 10 | 5 | 5 | 5 | 5 | 5 | 0 | 10
The Lines Company | Gadsby Rd | 5 | 0 | 0 | 0 | 0 | 0 | 0 | 0
The Lines Company | Gadsby Road | 0 | 0 | 0 | 0 | 0 | 0 | 0 | 0
The Lines Company | Hangatiki | 5 | 0 | 0 | 0 | 0 | 0 | 0 | 0
The Lines Company | Kaahu Tee | 2.4 | 0 | 0 | 0 | 0 | 0 | 0 | 0
The Lines Company | Kiko Rd | 3 | 0 | 0 | 0 | 0 | 0 | 0 | 0
The Lines Company | Kiko Road | 0 | 0 | 0 | 0 | 0 | 0 | 0 | 0
The Lines Company | Kuratau | 4.5 | 0 | 1.5 | 1.5 | 3 | 0 | 0 | 3
The Lines Company | Mahoenui | 3 | 0 | 0 | 0 | 0 | 0 | 0 | 0
The Lines Company | Manunui | 5 | 1.5 | 0 | 0 | 0 | 0 | 0 | 0
The Lines Company | Maraetai | 5 | 0 | 0 | 0 | 0 | 0 | 0 | 5
The Lines Company | Marotiri | 3 | 0 | 0 | 0 | 0 | 0 | 0 | 0
The Lines Company | Miraka | 7.5 | 0 | 0 | 0 | 0 | 0 | 0 | 0
The Lines Company | Mokai | 0 | 0 | 0 | 0 | 0 | 0 | 0 | 0
The Lines Company | National Park | 3 | 0 | 0 | 0 | 0 | 0 | 0 | 0
The Lines Company | Nihoniho | 1.5 | 0 | 0 | 0 | 0 | 0 | 0 | 0
The Lines Company | Oparure | 3 | 0 | 0 | 0 | 0 | 0 | 0 | 0
The Lines Company | Otukou | 0.5 | 0 | 0 | 0 | 0 | 0 | 0 | 0
The Lines Company | Taharoa | 15 | 10 | 10 | 10 | 10 | 10 | 0 | 10
The Lines Company | Taharoa Village | 0 | 0 | 0 | 0 | 0 | 0 | 0 | 0
The Lines Company | Tawhai | 5 | 0 | 0 | 0 | 0 | 0 | 0 | 0
The Lines Company | Te Anga | 2.4 | 0 | 0 | 0 | 0 | 0 | 0 | 0
The Lines Company | Te Waireka | 0 | 0 | 0 | 0 | 10 | 10 | 0 | 15
The Lines Company | Te Waireka Rd | 20 | 5 | 10 | 10 | 0 | 0 | 0 | 0
The Lines Company | Tokaanu | 1.25 | 0 | 0 | 0 | 0 | 0 | 0 | 0
The Lines Company | Tuhua | 1.5 | 0.7 | 0 | 0 | 0 | 0 | 0 | 0
The Lines Company | Turangi | 10 | 5 | 5 | 5 | 5 | 5 | 0 | 5
The Lines Company | Waiotaka | 1.5 | 0 | 0 | 0 | 0 | 0 | 0 | 0
The Lines Company | Wairere | 5 | 2.5 | 2.5 | 2.5 | 0 | 0 | 0 | 0
The Lines Company | Wairere Falls | 0 | 0 | 0 | 0 | 2.5 | 2.5 | 0 | 2.5
The Lines Company | Waitete | 15 | 10 | 10 | 10 | 10 | 10 | 0 | 10
Top Energy | Top Energy | 0 | 0 | 0 | 0 | 0 | 0 | 0 | 0
Top Energy | Haruru | 23 | 23 | 23 | 23 | 23 | 23 | 0 | 23
Top Energy | Kaeo | 0 | 0 | 0 | 0 | 0 | 0 | 0 | 10
Top Energy | Kaikohe | 11.5 | 17 | 17 | 17 | 17 | 17 | 0 | 17
Top Energy | Kaikohe 110kV | 0 | 30 | 30 | 30 | 30 | 30 | 0 | 30
Top Energy | Kaitaia 110kV | 0 | 22 | 0 | 25 | 25 | 25 | 0 | 40
Top Energy | Kawakawa | 5 | 5 | 5 | 5 | 5 | 6.5 | 0 | 6.5
Top Energy | Kerikeri | 0 | 23 | 23 | 23 | 23 | 23 | 0 | 23
Top Energy | Moerewa | 7.5 | 7.5 | 7.5 | 5 | 5 | 5 | 0 | 5
Top Energy | Mt Pokaka | 0 | 0 | 0 | 0 | 0 | 0 | 0 | 0
Top Energy | NPL | 23 | 23 | 23 | 23 | 23 | 23 | 0 | 23
Top Energy | Okahu Rd | 11.5 | 11.5 | 11.5 | 11.5 | 11.5 | 11.5 | 0 | 11.5
Top Energy | Omanaia | 0 | 0 | 0 | 0 | 0 | 0 | 0 | 0
Top Energy | Pukenui | 0 | 0 | 0 | 0 | 0 | 0 | 0 | 0
Top Energy | Taipa | 0 | 0 | 0 | 0 | 0 | 0 | 0 | 0
Top Energy | Waipapa | 23 | 23 | 23 | 23 | 23 | 23 | 0 | 23
Unison Networks | Unison Networks | 0 | 0 | 0 | 0 | 0 | 0 | 0 | 0
Unison Networks | Arataki | 9 | 9 | 9 | 9 | 11 | 11 | 0 | 11
Unison Networks | Arawa | 24 | 24 | 24 | 24 | 24 | 24 | 0 | 24
Unison Networks | Atiamuri | 0 | 0 | 0 | 0 | 2 | 2 | 0 | 0
Unison Networks | Awatoto | 14.4 | 14.4 | 14.4 | 14.4 | 14 | 14 | 0 | 14
Unison Networks | Biak St | 0 | 0 | 24 | 0 | 0 | 0 | 0 | 0
Unison Networks | Biak Street | 24 | 24 | 0 | 24 | 24 | 24 | 0 | 24
Unison Networks | Bluff Hill | 0 | 0 | 0 | 0 | 0 | 0 | 0 | 0
Unison Networks | Camberley | 9 | 9 | 9 | 9 | 11 | 11 | 0 | 24
Unison Networks | Church Rd | 12 | 12 | 12 | 12 | 12 | 12 | 0 | 12
Unison Networks | Esk | 0 | 0 | 0 | 0 | 0 | 0 | 0 | 0
Unison Networks | Faraday | 0 | 0 | 0 | 0 | 24 | 24 | 0 | 24
Unison Networks | Faraday St | 24 | 24 | 24 | 24 | 0 | 0 | 0 | 0
Unison Networks | Fernhill | 0 | 0 | 0 | 0 | 0 | 0 | 0 | 10
Unison Networks | Fernleaf | 0 | 0 | 0 | 0 | 0 | 0 | 0 | 0
Unison Networks | Flaxmere | 12 | 12 | 12 | 12 | 24 | 24 | 0 | 24
Unison Networks | Fleet Street | 0 | 0 | 0 | 0 | 0 | 0 | 0 | 0
Unison Networks | Fletchers | 18 | 18 | 18 | 18 | 15 | 15 | 0 | 18
Unison Networks | Hastings | 24 | 24 | 24 | 24 | 24 | 24 | 0 | 24
Unison Networks | Havelock North | 12 | 12 | 12 | 24 | 24 | 24 | 0 | 24
Unison Networks | Irongate | 12 | 12 | 12 | 12 | 12 | 12 | 0 | 12
Unison Networks | Mahora | 12 | 12 | 12 | 12 | 12 | 12 | 0 | 12
Unison Networks | Maraekakaho | 0 | 0 | 0 | 0 | 0 | 0 | 0 | 0
Unison Networks | Marewa | 24 | 24 | 24 | 24 | 24 | 24 | 0 | 24
Unison Networks | McCain | 0 | 0 | 0 | 0 | 0 | 0 | 0 | 0
Unison Networks | Ohaaki | 0 | 0 | 0 | 0 | 0 | 0 | 0 | 0
Unison Networks | Patoka | 0 | 0 | 0 | 0 | 0 | 0 | 0 | 0
Unison Networks | Rainbow | 0 | 0 | 0 | 0 | 0 | 0 | 0 | 0
Unison Networks | Rangitane | 28.8 | 28.8 | 28.8 | 28.8 | 0 | 0 | 0 | 0
Unison Networks | Rangitane Rd | 0 | 0 | 0 | 0 | 28.8 | 28.8 | 0 | 28.8
Unison Networks | Runanga | 21.6 | 21.6 | 21.6 | 21.6 | 22 | 22 | 0 | 22
Unison Networks | Sherenden | 0 | 0 | 0 | 0 | 0 | 0 | 0 | 0
Unison Networks | Springfield | 9 | 9 | 9 | 9 | 11 | 11 | 0 | 11
Unison Networks | Tamatea | 9 | 9 | 9 | 9 | 24 | 24 | 0 | 24
Unison Networks | Tannery Rd | 24 | 24 | 24 | 24 | 24 | 24 | 0 | 24
Unison Networks | Taupo South | 18 | 18 | 18 | 12 | 12 | 12 | 0 | 12
Unison Networks | Te Toke | 0 | 0 | 0 | 18 | 18 | 18 | 0 | 18
Unison Networks | Tomoana | 9 | 9 | 9 | 9 | 11 | 11 | 0 | 11
Unison Networks | Tutira | 0 | 0 | 0 | 0 | 0 | 0 | 0 | 0
Unison Networks | Waipa | 0 | 0 | 0 | 0 | 0 | 0 | 0 | 0
Unison Networks | Windsor | 24 | 24 | 24 | 24 | 24 | 24 | 0 | 24
Vector Lines | Vector Lines | 0 | 0 | 0 | 0 | 0 | 0 | 0 | 0
Vector Lines | Atkinson Road | 20 | 24 | 24 | 24 | 24 | 21.4 | 0 | 21.4
Vector Lines | Auckland Airport | 25 | 25 | 25 | 22.8 | 25 | 25 | 0 | 25
Vector Lines | Avondale | 20 | 24 | 24 | 24 | 24 | 24 | 0 | 24
Vector Lines | Bairds | 20 | 24 | 24 | 24 | 24 | 24 | 0 | 24
Vector Lines | Balmain | 0 | 0 | 0 | 0 | 0 | 0 | 0 | 0
Vector Lines | Balmoral | 12 | 14.3 | 22.9 | 22.9 | 24 | 24 | 0 | 24
Vector Lines | Belmont | 12.5 | 14 | 14 | 14 | 14 | 14 | 0 | 14
Vector Lines | Birkdale | 16 | 16 | 24 | 24 | 24 | 24 | 0 | 24
Vector Lines | Brickworks | 0 | 0 | 0 | 0 | 0 | 0 | 0 | 18
Vector Lines | Browns Bay | 12.5 | 14 | 12 | 10 | 10 | 10 | 0 | 24
Vector Lines | Bush Road | 24 | 24 | 23.8 | 23.8 | 23.8 | 22.6 | 0 | 22.6
Vector Lines | Carbine | 20 | 18.9 | 21.5 | 21.5 | 21.5 | 21.5 | 0 | 21.5
Vector Lines | Chevalier | 20 | 17.1 | 18.9 | 18.9 | 18.9 | 24 | 0 | 24
Vector Lines | Clendon | 20 | 24 | 24 | 24 | 24 | 24 | 0 | 24
Vector Lines | Clevedon | 0 | 0 | 0 | 0 | 0 | 0 | 0 | 0
Vector Lines | Coatesville | 0 | 0 | 0 | 0 | 0 | 0 | 0 | 11.5
Vector Lines | Drive | 20 | 24 | 24 | 24 | 24 | 24 | 0 | 24
Vector Lines | East Coast Road | 0 | 0 | 0 | 0 | 0 | 0 | 0 | 0
Vector Lines | East Tamaki | 20 | 24 | 24 | 22 | 24 | 24 | 0 | 24
Vector Lines | Flatbush | 0 | 0 | 0 | 24 | 24 | 24 | 0 | 24
Vector Lines | Forrest Hill | 20 | 16 | 20 | 20 | 20 | 20 | 0 | 20
Vector Lines | Freemans Bay | 18 | 21.6 | 21.6 | 21.6 | 21.6 | 21.6 | 0 | 21.6
Vector Lines | Glen Innes | 12 | 12.2 | 13.4 | 13.4 | 13.4 | 13.4 | 0 | 24
Vector Lines | Greenhithe | 0 | 0 | 0 | 0 | 0 | 0 | 0 | 0
Vector Lines | Greenmount | 40 | 48 | 48 | 48 | 48 | 48 | 0 | 48
Vector Lines | Gulf Harbour | 0 | 0 | 0 | 0 | 0 | 0 | 0 | 0
Vector Lines | Hans | 20 | 24 | 24 | 19.4 | 24 | 23.8 | 0 | 23.8
Vector Lines | Hauraki | 0 | 0 | 0 | 0 | 0 | 0 | 0 | 0
Vector Lines | Helensville | 7.5 | 9 | 9 | 9 | 9 | 9 | 0 | 18
Vector Lines | Henderson Valley | 16 | 16 | 16 | 15.2 | 15.2 | 15.2 | 0 | 15.2
Vector Lines | Highbrook | 0 | 19.4 | 23 | 23 | 19.4 | 23.4 | 0 | 23.4
Vector Lines | Highbury | 0 | 0 | 0 | 0 | 0 | 0 | 0 | 24
Vector Lines | Hillcrest | 24 | 21.1 | 23.8 | 23.8 | 21.7 | 23.8 | 0 | 23.8
Vector Lines | Hillsborough | 0 | 24 | 24 | 24 | 24 | 23.6 | 0 | 23.6
Vector Lines | Hobson 110/11kV | 25 | 27.5 | 30 | 30 | 30 | 25 | 0 | 25
Vector Lines | Hobson 22/11kV | 15 | 16.5 | 18 | 18 | 18 | 18 | 0 | 18
Vector Lines | Hobson 22kV | 40 | 40 | 80 | 40 | 80 | 40 | 0 | 80
Vector Lines | Hobsonville | 16 | 16 | 16 | 16 | 16 | 15.2 | 0 | 15.2
Vector Lines | Hospital | 0 | 0 | 0 | 0 | 0 | 0 | 0 | 0
Vector Lines | Howick | 40 | 46 | 46 | 46 | 46 | 48 | 0 | 48
Vector Lines | James Street | 16 | 16 | 16 | 16 | 16 | 15.2 | 0 | 15.2
Vector Lines | Keeling Road | 0 | 0 | 0 | 0 | 24 | 0 | 0 | 0
Vector Lines | Kingsland | 20 | 24 | 24 | 24 | 24 | 24 | 0 | 24
Vector Lines | Laingholm | 7.5 | 9 | 9 | 9 | 9 | 9 | 0 | 9
Vector Lines | Lichfield | 0 | 0 | 0 | 0 | 20 | 20 | 0 | 20
Vector Lines | Liverpool | 40 | 44 | 48 | 48 | 48 | 48 | 0 | 48
Vector Lines | Liverpool 22kV | 135 | 135 | 135 | 135 | 135 | 100 | 0 | 150
Vector Lines | Mangere Central | 20 | 24 | 24 | 24 | 24 | 24 | 0 | 48
Vector Lines | Mangere East | 20 | 24 | 24 | 24 | 24 | 24 | 0 | 24
Vector Lines | Mangere West | 30 | 36 | 33 | 36 | 33 | 30 | 0 | 30
Vector Lines | Manly | 16 | 14 | 14 | 14 | 14 | 14 | 0 | 14
Vector Lines | Manukau | 40 | 48 | 48 | 42.9 | 42.9 | 48 | 0 | 48
Vector Lines | Manurewa | 40 | 46.9 | 46.9 | 46.9 | 46.9 | 48 | 0 | 48
Vector Lines | Maraetai | 15 | 18 | 18 | 18 | 18 | 18 | 0 | 18
Vector Lines | McKinnon | 20 | 24 | 23.8 | 23.8 | 23.8 | 23.8 | 0 | 23.8
Vector Lines | Mcleod Road | 0 | 0 | 0 | 0 | 0 | 0 | 0 | 0
Vector Lines | McNab | 40 | 48 | 48 | 48 | 48 | 48 | 0 | 48
Vector Lines | Milford | 0 | 0 | 0 | 0 | 0 | 0 | 0 | 0
Vector Lines | Mt Albert | 0 | 0 | 0 | 0 | 0 | 0 | 0 | 0
Vector Lines | Mt Wellington | 20 | 24 | 24 | 24 | 24 | 24 | 0 | 24
Vector Lines | New Lynn | 12.5 | 14 | 14 | 14 | 14 | 14 | 0 | 14
Vector Lines | Newmarket | 40 | 48 | 48 | 48 | 48 | 48 | 0 | 96
Vector Lines | Newton | 16 | 19.2 | 18.9 | 18.9 | 18.9 | 18.9 | 0 | 18.9
Vector Lines | Ngataringa Bay | 0 | 0 | 0 | 0 | 0 | 0 | 0 | 0
Vector Lines | Northcote | 0 | 0 | 0 | 0 | 0 | 0 | 0 | 0
Vector Lines | Onehunga | 15 | 14.8 | 14.7 | 14.7 | 14.7 | 14.7 | 0 | 24
Vector Lines | Orakei | 18 | 21.6 | 21.6 | 21.6 | 21.6 | 21.6 | 0 | 21.6
Vector Lines | Oratia | 0 | 0 | 0 | 0 | 0 | 0 | 0 | 0
Vector Lines | Orewa | 20 | 24 | 15.2 | 15.2 | 15.2 | 15.2 | 0 | 24
Vector Lines | Otara | 30 | 30.8 | 30.8 | 30.8 | 30.8 | 31.2 | 0 | 31.2
Vector Lines | Pacific Steel | 40 | 0 | 44 | 44 | 44 | 42 | 0 | 42
Vector Lines | Pakuranga | 20 | 24 | 24 | 24 | 24 | 24 | 0 | 24
Vector Lines | Papakura | 20 | 24 | 24 | 24 | 24 | 23.4 | 0 | 23.4
Vector Lines | Parnell | 12 | 14.6 | 13.3 | 13.3 | 13.3 | 14.4 | 0 | 18
Vector Lines | Ponsonby | 12 | 14.4 | 14.4 | 14.4 | 14.4 | 14.4 | 0 | 18
Vector Lines | Quay | 20 | 22 | 24 | 24 | 24 | 24 | 0 | 48
Vector Lines | Quay 22kV | 60 | 60 | 120 | 120 | 60 | 60 | 0 | 60
Vector Lines | Ranui | 0 | 0 | 0 | 0 | 0 | 0 | 0 | 0
Vector Lines | Red Beach | 0 | 0 | 24 | 24 | 24 | 22.8 | 0 | 22.8
Vector Lines | Remuera | 20 | 24 | 24 | 24 | 24 | 24 | 0 | 24
Vector Lines | Riverhead | 7.5 | 9 | 9 | 9 | 9 | 9 | 0 | 9
Vector Lines | Rockfield | 20 | 24 | 24 | 24 | 24 | 24 | 0 | 24
Vector Lines | Rosebank | 21.5 | 25.8 | 25.8 | 25.8 | 25.8 | 24 | 0 | 24
Vector Lines | Rosedale | 0 | 0 | 0 | 0 | 0 | 0 | 0 | 24
Vector Lines | Sabulite Road | 12.5 | 14 | 14 | 14 | 14 | 14 | 0 | 24
Vector Lines | Sandringham | 20 | 24 | 24 | 24 | 24 | 24 | 0 | 24
Vector Lines | Simpson Road | 0 | 0 | 0 | 0 | 0 | 0 | 0 | 0
Vector Lines | Snells Beach | 0 | 0 | 0 | 0 | 0 | 0 | 0 | 0
Vector Lines | South Howick | 20 | 24 | 24 | 24 | 24 | 24 | 0 | 24
Vector Lines | Spur Road | 0 | 0 | 0 | 0 | 0 | 0 | 0 | 24
Vector Lines | St Heliers | 17.5 | 21 | 21 | 21 | 21 | 21 | 0 | 21
Vector Lines | St Johns | 20 | 24 | 24 | 24 | 24 | 24 | 0 | 24
Vector Lines | Sunset Road | 12.5 | 14 | 14 | 14 | 14 | 14 | 0 | 14
Vector Lines | Swanson | 0 | 0 | 0 | 0 | 0 | 0 | 0 | 0
Vector Lines | Sylvia Park | 20 | 20.2 | 24 | 24 | 24 | 24 | 0 | 24
Vector Lines | Takanini | 15 | 18 | 18 | 18 | 18 | 18 | 0 | 24
Vector Lines | Takapuna | 0 | 0 | 0 | 0 | 0 | 0 | 0 | 24
Vector Lines | Te Atatu | 12.5 | 14 | 14 | 14 | 14 | 14 | 0 | 24
Vector Lines | Te Papapa | 20 | 24 | 24 | 24 | 22.5 | 22.5 | 0 | 22.5
Vector Lines | Torbay | 0 | 0 | 0 | 0 | 0 | 0 | 0 | 0
Vector Lines | Triangle Road | 10 | 12 | 12 | 12 | 12 | 12 | 0 | 18
Vector Lines | Victoria | 20 | 20.4 | 22.4 | 22.4 | 22.4 | 22.4 | 0 | 22.4
Vector Lines | Waiake | 0 | 0 | 0 | 0 | 0 | 0 | 0 | 0
Vector Lines | Waiheke | 12.5 | 15 | 15 | 15 | 15 | 15 | 0 | 15
Vector Lines | Waikaukau | 0 | 0 | 0 | 0 | 0 | 0 | 0 | 0
Vector Lines | Waimauku | 0 | 0 | 0 | 0 | 9 | 0 | 0 | 11
Vector Lines | Wairau | 16 | 0 | 0 | 0 | 0 | 0 | 0 | 0
Vector Lines | Wairau Road | 0 | 16 | 16 | 16 | 15.2 | 16 | 0 | 16
Vector Lines | Warkworth | 15 | 18 | 18 | 18 | 18 | 18 | 0 | 18
Vector Lines | Wellsford | 7.5 | 9 | 9 | 9 | 9 | 9 | 0 | 9
Vector Lines | Westfield | 20 | 22 | 24 | 24 | 24 | 24 | 0 | 24
Vector Lines | Westgate | 0 | 0 | 0 | 0 | 0 | 24 | 0 | 24
Vector Lines | White Swan | 30 | 34.7 | 32.2 | 32.2 | 32.2 | 32.2 | 0 | 32.2
Vector Lines | Wiri | 40 | 48 | 48 | 48 | 48 | 42.5 | 0 | 42.5
Vector Lines | Woodford | 0 | 0 | 0 | 0 | 0 | 0 | 0 | 0
Wellington Electricity | Wellington Electricity | 0 | 0 | 0 | 0 | 0 | 0 | 0 | 0
Wellington Electricity | 8 Ira St | 24 | 24 | 24 | 24 | 21 | 21 | 0 | 21
Wellington Electricity | Bond St | 0 | 0 | 0 | 0 | 0 | 0 | 0 | 0
Wellington Electricity | Bond Street | 0 | 0 | 0 | 0 | 0 | 0 | 0 | 0
Wellington Electricity | Brown Owl | 23 | 23 | 23 | 23 | 22 | 22 | 0 | 22
Wellington Electricity | Evans Bay | 24 | 24 | 24 | 24 | 19 | 19 | 0 | 19
Wellington Electricity | Frederick St | 36 | 36 | 36 | 36 | 23 | 23.2 | 0 | 36
Wellington Electricity | Gracefield | 23 | 23 | 23 | 23 | 20 | 20 | 0 | 20
Wellington Electricity | Hataitai | 23 | 23 | 23 | 23 | 22 | 22 | 0 | 22
Wellington Electricity | Johnsonville | 23 | 23 | 23 | 23 | 21 | 21 | 0 | 21
Wellington Electricity | Karori | 24 | 24 | 24 | 24 | 21 | 21 | 0 | 21
Wellington Electricity | Kenepuru | 23 | 23 | 23 | 23 | 19 | 19 | 0 | 19
Wellington Electricity | Korokoro | 23 | 23 | 23 | 23 | 16.6 | 16 | 0 | 16
Wellington Electricity | Maidstone | 22 | 22 | 22 | 22 | 19.2 | 19 | 0 | 19
Wellington Electricity | Mana-Plimmerton | 16 | 0 | 16 | 16 | 16 | 16 | 0 | 16
Wellington Electricity | Mana-Plmtn | 0 | 16 | 0 | 0 | 0 | 0 | 0 | 0
Wellington Electricity | Moore St | 36 | 36 | 36 | 30 | 30 | 30 | 0 | 30
Wellington Electricity | Naenae | 23 | 23 | 23 | 23 | 22 | 22 | 0 | 22
Wellington Electricity | Nairn St | 30.1 | 30 | 30 | 30 | 25 | 25 | 0 | 25
Wellington Electricity | Ngauranga | 12 | 12 | 12 | 12 | 12 | 12 | 0 | 12
Wellington Electricity | Palm Grove | 24 | 24 | 24 | 24 | 24 | 24 | 0 | 24
Wellington Electricity | Petone | 20 | 0 | 0 | 0 | 0 | 0 | 0 | 0
Wellington Electricity | Porirua | 20 | 20 | 20 | 20 | 20 | 20 | 0 | 20
Wellington Electricity | Seaview | 22 | 22 | 22 | 22 | 18 | 18 | 0 | 18
Wellington Electricity | Tawa | 16 | 16 | 16 | 16 | 16 | 16 | 0 | 16
Wellington Electricity | The Terrace | 36 | 36 | 36 | 36 | 30 | 30 | 0 | 30
Wellington Electricity | Trentam | 0 | 0 | 0 | 23 | 0 | 0 | 0 | 0
Wellington Electricity | Trentham | 23 | 23 | 23 | 0 | 23 | 23 | 0 | 23
Wellington Electricity | University | 24 | 24 | 24 | 24 | 24 | 24 | 0 | 24
Wellington Electricity | Waikowhai | 19 | 19 | 19 | 19 | 19 | 19 | 0 | 19
Wellington Electricity | Wainuiomata | 23 | 20 | 20 | 20 | 20 | 20 | 0 | 20
Wellington Electricity | Waitangirua | 16 | 16 | 16 | 16 | 16 | 16 | 0 | 16
Wellington Electricity | Waterloo | 23 | 23 | 23 | 23 | 23 | 23 | 0 | 23
Calculations |  |  | 2014 | 2015 | 2016 | 2017 | 2018 | 2019 | 2023
Alpine Energy | Alpine Energy |  | 0 | 0 | 0 | 0 | 0 | 0 | 0
Alpine Energy | [Zone Substation_19] |  | 0 | 0 | 0 | 0 | 0 | 0 | 0
Alpine Energy | Albury (ABY) |  | 0 | 0 | 0 | 0 | 0 | 0 | 0
Alpine Energy | Balmoral (BML) |  | 0 | 0 | 0 | 0 | 0 | 0 | 0
Alpine Energy | Bell's Pond (BPD) |  | 0 | 0 | 0 | 0 | 20 | 0 | 0
Alpine Energy | Clandeboye 1 (CD1) |  | 0 | 0 | 0 | 0 | 0 | 0 | 0
Alpine Energy | Clandeboye 2 (CD2) |  | 0 | 0 | 0 | 0 | 0 | 0 | 0
Alpine Energy | Cooney's Road (CNR) |  | 0 | 0 | 0 | 0 | 0 | 0 | 0
Alpine Energy | Fairlie (FLE) |  | 0 | 0 | 0 | 0 | 0 | 0 | 0
Alpine Energy | Geraldine (GLD) |  | 0 | 0 | 0 | 0 | 0 | 0 | 0
Alpine Energy | Glentanner (GTN) |  | 0 | 0 | 0 | 0 | 0 | 0 | 0
Alpine Energy | Haldon Lilybank (HLB) |  | 0 | 0 | 0 | 0 | 0 | 0 | 0
Alpine Energy | Pareora (PAR) |  | 0 | 0 | 0 | 0 | 0 | 0 | 0
Alpine Energy | Pleasant Point (PLP) |  | 0 | 0 | 0 | 0 | 0 | 0 | 0
Alpine Energy | Rangitata (RGA) |  | 0 | 0 | 0 | 0 | 0 | 0 | 0
Alpine Energy | Studholme (STU) |  | 0 | 0 | 0 | 0 | 0 | 0 | 0
Alpine Energy | Tekapo Village (TEK) |  | 0 | 0 | 0 | 0 | 0 | 0 | 0
Alpine Energy | Temuka (TMK) |  | 0 | 0 | 0 | 0 | 0 | 0 | 0
Alpine Energy | Timaru 11/33 (TIM) |  | 0 | 0 | 0 | 0 | 0 | 0 | 0
Alpine Energy | Twizel Village (TVS) |  | 0 | 0 | 0 | 0 | 0 | 0 | 0
Alpine Energy | Unwin Hut (UHT) |  | 0 | 0 | 0 | 0 | 0 | 0 | 0
Aurora Energy | Aurora Energy |  | 0 | 0 | 0 | 0 | 0 | 0 | 0
Aurora Energy | Alexandra |  | 0 | 0 | 0 | 0 | 0 | 0 | 0
Aurora Energy | Anderson’s Bay |  | 0 | 18 | 0 | 0 | 0 | 0 | 0
Aurora Energy | Andersons Bay |  | 0 | 0 | 0 | 0 | 0 | 0 | 0
Aurora Energy | Arrowtown |  | 0 | 0 | 0 | 0 | 0 | 0 | 6
Aurora Energy | Berwick |  | 0 | 0 | 0 | 0 | 0 | 0 | 0
Aurora Energy | Camphill |  | 0 | 0 | 7 | 0 | 0 | 0 | 0.5
Aurora Energy | Cardrona |  | 0 | 0 | 0 | 0 | 1 | 0 | 0
Aurora Energy | Clyde/Earnscleugh |  | 0 | 4.8 | 0 | 0 | 0 | 0 | 0
Aurora Energy | Clyde-Earnscleugh |  | 0 | 0 | 0 | 0 | 0 | 0 | 0
Aurora Energy | Commonage |  | 0 | 0 | 0 | 0 | 0 | 0 | 0
Aurora Energy | Coronet Peak |  | 0 | 0 | 0 | 0 | 0 | 0 | 0
Aurora Energy | Corstorphine |  | 0 | 0 | 0 | 0 | 0 | 0 | 0
Aurora Energy | Cromwell |  | 0 | 0 | 0 | 0 | 0 | 0 | 16.5
Aurora Energy | Dalefield |  | 0 | 0 | 0 | 0 | 0 | 0 | 0
Aurora Energy | Earnscleugh |  | 0 | 0 | 0 | 0 | 2 | 0 | 0
Aurora Energy | East Taieri |  | 0 | 1 | 0 | 0 | 0 | 0 | 0
Aurora Energy | Ettrick |  | 0 | 0 | 0 | 0 | 0 | 0 | 0
Aurora Energy | Fernhill |  | 0 | 0 | 0 | 0 | 0 | 0 | 0
Aurora Energy | Frankton |  | 0 | 0 | 0 | 0 | 0 | 0 | 0
Aurora Energy | Green Island |  | 0 | 0 | 0 | 0 | 0 | 0 | 0
Aurora Energy | Halfway Bush |  | 0 | 0 | 0 | 0 | 6 | 0 | 0
Aurora Energy | Kaikorai Val. |  | 0 | 0 | 23 | 0 | 0 | 0 | 0
Aurora Energy | Kaikorai Valley |  | 0 | 0 | 0 | 0 | 0 | 0 | 0
Aurora Energy | Lauder Flat |  | 0 | 0 | 0 | 3 | 1 | 0 | 0
Aurora Energy | Lindis Crossing |  | 0 | 7.5 | 0 | 0 | 0 | 0 | 0
Aurora Energy | Maungawera |  | 0 | 0 | 0 | 0 | 0 | 0 | 0
Aurora Energy | Maungawera /Camphill |  | 0 | 3.3 | 0 | 0 | 0 | 0 | 0
Aurora Energy | Mosgiel |  | 0 | 0 | 0 | 0 | 0 | 0 | 0
Aurora Energy | Neville St |  | 0 | 0 | 0 | 0 | 0 | 0 | 6
Aurora Energy | North City |  | 0 | 0 | 0 | 0 | 0 | 0 | 0
Aurora Energy | North East Val. |  | 0 | 0 | 23 | 0 | 0 | 0 | 0
Aurora Energy | North East Valley |  | 0 | 0 | 0 | 0 | 0 | 0 | 0
Aurora Energy | Omakau |  | 0 | 0 | 0 | 0 | 0 | 0 | 0
Aurora Energy | Outram |  | 0 | 0 | 0 | 0 | 3 | 0 | 0
Aurora Energy | Port Chalmers |  | 0 | 0 | 0 | 0 | 0 | 0 | 0
Aurora Energy | Queensberry |  | 0 | 0 | 0.7 | 0 | 0 | 0 | 0
Aurora Energy | Queenstown |  | 0 | 0 | 0 | 0 | 0 | 0 | 0
Aurora Energy | Remarkables |  | 0 | 0 | 0 | 0 | 0 | 0 | 0
Aurora Energy | Roxburgh |  | 1.4 | 1 | 0 | 0 | 0 | 0 | 0
Aurora Energy | Smith St |  | 0 | 18 | 0 | 0 | 0 | 0 | 0
Aurora Energy | Smith Street |  | 0 | 0 | 0 | 0 | 0 | 0 | 0
Aurora Energy | South City |  | 0 | 0 | 0 | 0 | 0 | 0 | 0
Aurora Energy | St Kilda |  | 0 | 0 | 0 | 0 | 0 | 0 | 0
Aurora Energy | Wanaka |  | 0 | 0 | 0 | 0 | 0 | 0 | 0
Aurora Energy | Ward St |  | 0 | 24 | 0 | 0 | 0 | 0 | 0
Aurora Energy | Ward Street |  | 0 | 0 | 0 | 0 | 0 | 0 | 0
Aurora Energy | Willowbank |  | 0 | 0 | 0 | 0 | 0 | 0 | 0
Centralines | Centralines |  | 0 | 0 | 0 | 0 | 0 | 0 | 0
Centralines | Ongaonga |  | 0 | 0 | 0 | 0 | 0 | 0 | 0
Centralines | Takapau |  | 0 | 0 | 0 | 0 | 0 | 0 | 0
Centralines | Waipawa |  | 0 | 0 | 0 | 0 | 0 | 0 | 0
Centralines | Waipukurau |  | 0 | 0 | 0 | 0 | 0 | 0 | 0
Centralines | Wilder Road |  | 0 | 0 | 0 | 0 | 0 | 0 | 0
EA Networks | EA Networks |  | 0 | 0 | 0 | 0 | 0 | 0 | 0
EA Networks | Ashburton 33/11kV [ASH] |  | 0 | 0 | 0 | 0 | 0 | 0 | 0
EA Networks | Ashburton 66/11kV [ASH] |  | 0 | 0 | 0 | 0 | 0 | 0 | 20
EA Networks | Carew 66/22kV [CRW] |  | 0 | 0 | 0 | 20 | 0 | 0 | 0
EA Networks | Coldstream 66/22kV [CSM] |  | 0 | 0 | 0 | 0 | 0 | 0 | 0
EA Networks | Dorie 66/22kV [DOR] |  | 0 | 0 | 0 | 0 | 0 | 0 | 0
EA Networks | Eiffelton 66/11kV [EFN] |  | 0 | 0 | 0 | 0 | 0 | 0 | 0
EA Networks | Elgin 66/22kV [EGN] (Future) |  | 0 | 0 | 0 | 0 | 0 | 0 | 0
EA Networks | Fairton 33/11kV [FTN] |  | 0 | 0 | 0 | 0 | 0 | 0 | 0
EA Networks | Fairton 66/22/11kV [FTN] |  | 0 | 0 | 0 | 20 | 0 | 0 | 0
EA Networks | Hackthorne 66/22kV [HTH] |  | 0 | 0 | 0 | 0 | 0 | 0 | 0
EA Networks | Highbank 66/11kV [HBK] |  | 0 | 0 | 0 | 0 | 0 | 0 | 0
EA Networks | Lagmhor 66/22kV [LGM] |  | 0 | 0 | 0 | 0 | 0 | 0 | 0
EA Networks | Lauriston 66/22kV [LSN] |  | 0 | 0 | 0 | 0 | 0 | 0 | 0
EA Networks | Lismore 33/11kV [LSR] |  | 0 | 0 | 0 | 0 | 0 | 0 | 0
EA Networks | Methven 33/11kV [MVN] |  | 0 | 0 | 0 | 0 | 0 | 0 | 0
EA Networks | Methven 66/11kV [MTV] |  | 0 | 0 | 0 | 0 | 0 | 0 | 0
EA Networks | Methven 66/22/11kV [MTV] |  | 0 | 0 | 0 | 0 | 0 | 0 | 0
EA Networks | Methven 66/33kV [MTV] |  | 0 | 0 | 0 | 0 | 0 | 0 | 0
EA Networks | Montalto 33/11kV [MON] |  | 0 | 0 | 0 | 0 | 0 | 0 | 0
EA Networks | Mt Hutt 33/11kV [MHT] |  | 0 | 0 | 0 | 0 | 0 | 0 | 0
EA Networks | Mt Somers 33/11kV [MSM] |  | 0 | 0 | 0 | 0 | 0 | 0 | 0
EA Networks | Northtown 33/11kV [NTN] |  | 0 | 0 | 0 | 0 | 0 | 0 | 0
EA Networks | Northtown 66/11kV [NTN] |  | 0 | 10 | 10 | 0 | 0 | 0 | 0
EA Networks | Overdale 66/22kV [OVD] |  | 0 | 0 | 0 | 0 | 0 | 0 | 0
EA Networks | Pendarves 66/22kV [PDS] |  | 0 | 0 | 0 | 0 | 0 | 0 | 0
EA Networks | Seafield 33/11kV [SFD] |  | 0 | 0 | 0 | 0 | 0 | 0 | 0
EA Networks | Seafield 33/11kV [SFD33] |  | 0 | 0 | 0 | 0 | 0 | 0 | 0
EA Networks | Seafield 66/11kV [SFD66] |  | 0 | 0 | 0 | 0 | 0 | 0 | 0
EA Networks | Wakanui 66/22kV [WNU] |  | 0 | 0 | 0 | 0 | 0 | 0 | 0
Eastland Network | Eastland Network |  | 0 | 0 | 0 | 0 | 0 | 0 | 0
Eastland Network | Blacks pad |  | 0 | 0 | 0 | 0 | 0 | 0 | 0
Eastland Network | Carnarvon |  | 0 | 0 | 0 | 0 | 0 | 0 | 0
Eastland Network | Gisborne |  | 0 | 60 | 0 | 0 | 0 | 0 | 0
Eastland Network | JNL |  | 0 | 0 | 0 | 0 | 0 | 0 | 0
Eastland Network | Kaiti |  | 0 | 0 | 0 | 0 | 0 | 0 | 0
Eastland Network | Kiwi |  | 0 | 6.5 | 0 | 0 | 0 | 0 | 0
Eastland Network | Makaraka |  | 0 | 0 | 0 | 0 | 0 | 0 | 0
Eastland Network | Matawhero |  | 0 | 0 | 0 | 0 | 0 | 0 | 0
Eastland Network | Ngatapa |  | 0 | 0 | 0 | 0 | 0 | 0 | 0
Eastland Network | Parkinson |  | 0 | 0 | 0 | 0 | 0 | 0 | 0
Eastland Network | Patutahi |  | 0 | 0 | 0 | 0 | 0 | 0 | 0
Eastland Network | Pehiri |  | 0 | 0 | 0 | 0 | 0 | 0 | 0
Eastland Network | Port |  | 0 | 0 | 0 | 0 | 0 | 0 | 0
Eastland Network | Puha |  | 0 | 0 | 0 | 0 | 0 | 0 | 0
Eastland Network | Ruatoria |  | 0 | 0 | 0 | 0 | 0 | 0 | 0
Eastland Network | Tahaenui |  | 0 | 0 | 0 | 0 | 0 | 0 | 0
Eastland Network | TeAraroa |  | 0 | 0 | 0 | 0 | 0 | 0 | 0
Eastland Network | Tokomaru |  | 0 | 0 | 0 | 0 | 0 | 0 | 0
Eastland Network | Tolaga |  | 0 | 0 | 0 | 0 | 0 | 0 | 0
Eastland Network | Tuai |  | 0 | 0 | 0 | 0 | 0 | 0 | 0
Eastland Network | Waihi |  | 0 | 6.5 | 0 | 6.5 | 0 | 0 | 0
Eastland Network | Wairoa |  | 0 | 10 | 0 | 0 | 0 | 0 | 0
Eastland Network | Wairoa/Kiwi |  | 0 | 0 | 0 | 0 | 0 | 0 | 0
Electricity Invercargill | Electricity Invercargill |  | 0 | 0 | 0 | 0 | 0 | 0 | 0
Electricity Invercargill | Doon Street |  | 0 | 0 | 0 | 0 | 0 | 0 | 0
Electricity Invercargill | Leven Street |  | 0 | 0 | 0 | 0 | 0 | 0 | 0
Electricity Invercargill | Racecourse Road |  | 0 | 0 | 0 | 0 | 0 | 0 | 0
Electricity Invercargill | Southern |  | 0 | 0 | 0 | 0 | 0 | 0 | 23
Electricity Invercargill | Spey Street |  | 0 | 0 | 36 | 0 | 0 | 0 | 0
Horizon Energy | Horizon Energy |  | 0 | 0 | 0 | 0 | 0 | 0 | 0
Horizon Energy | East Bank |  | 0 | 0 | 0 | 0 | 0 | 0 | 0
Horizon Energy | Galatea |  | 0 | 0 | 0 | 0 | 0 | 0 | 0
Horizon Energy | Kaingaroa |  | 0 | 0 | 0 | 0 | 0 | 0 | 0
Horizon Energy | Kawerau |  | 0 | 25 | 0 | 0 | 0 | 0 | 0
Horizon Energy | Kopeopeo |  | 3.3 | 0 | 0 | 0 | 0 | 0 | 2.7
Horizon Energy | Ohope |  | 0 | 0 | 0 | 0 | 0 | 0 | 0
Horizon Energy | Plains |  | 0 | 0 | 0 | 0 | 0 | 0 | 0
Horizon Energy | Station Road |  | 0 | 0 | 0 | 0 | 0 | 0 | 0
Horizon Energy | Te Kaha |  | 0 | 0 | 0 | 0 | 0 | 0 | 0
Horizon Energy | Waiotahi |  | 0 | 10 | 0 | 0 | 0 | 0 | 0
Nelson Electricity | Nelson Electricity |  | 0 | 0 | 0 | 0 | 0 | 0 | 0
Nelson Electricity | [Zone Substation_01] |  | 0 | 0 | 48 | 0 | 0 | 0 | 0
Nelson Electricity | Haven Road |  | 0 | 0 | 0 | 0 | 0 | 0 | 0
Nelson Electricity | Haven Road Zone Substation |  | 0 | 0 | 0 | 0 | 48 | 0 | 0
Nelson Electricity | New Haven Road |  | 48 | 0 | 0 | 0 | 0 | 0 | 0
Network Tasman | Network Tasman |  | 0 | 0 | 0 | 0 | 0 | 0 | 0
Network Tasman | Annesbrook |  | 0 | 0 | 0 | 0 | 0 | 0 | 0
Network Tasman | Brightwater |  | 0 | 0 | 0 | 0 | 0 | 0 | 0
Network Tasman | Eves Valley |  | 0 | 0 | 0 | 0 | 0 | 0 | 0
Network Tasman | Founders |  | 0 | 0 | 0 | 0 | 0 | 0 | 0
Network Tasman | Hope |  | 0 | 0 | 0 | 0 | 0 | 0 | 13
Network Tasman | Lower Queen St |  | 0 | 0 | 0 | 0 | 0 | 0 | 0
Network Tasman | Mapua |  | 0 | 0 | 0 | 0 | 0 | 0 | 0
Network Tasman | Motueka |  | 0 | 20 | 0 | 0 | 0 | 0 | 3
Network Tasman | Richmond |  | 0 | 0 | 0 | 0 | 0 | 0 | 0
Network Tasman | Songer St |  | 0 | 0 | 0 | 0 | 0 | 0 | 0
Network Tasman | Swamp Rd |  | 0 | 0 | 0 | 0 | 0 | 0 | 0
Network Tasman | Swamp Road |  | 3 | 0 | 0 | 0 | 0 | 0 | 0
Network Tasman | Takaka |  | 0 | 0.5 | 0 | 0 | 0 | 0 | 0
Network Tasman | Upper Takaka |  | 0 | 0 | 6 | 0 | 0 | 0 | 0
Orion NZ | Orion NZ |  | 0 | 0 | 0 | 0 | 0 | 0 | 0
Orion NZ | Addington 11kV #1 |  | 0 | 0 | 40 | 0 | 0 | 0 | 0
Orion NZ | Addington 11kV #2 |  | 0 | 0 | 34 | 0 | 0 | 0 | 0
Orion NZ | Annat |  | 0 | 0 | 0 | 0 | 0 | 0 | 0
Orion NZ | Armagh |  | 0 | 0 | 0 | 0 | 0 | 0 | 0
Orion NZ | Bankside |  | 0 | 0 | 0 | 0 | 0 | 0 | 0
Orion NZ | Barnett Park |  | 0 | 0 | 0 | 0 | 0 | 0 | 0
Orion NZ | Bishopdale |  | 0 | 0 | 0 | 0 | 0 | 0 | 0
Orion NZ | Bishopdale/Papanui |  | 29 | 0 | 0 | 0 | 0 | 0 | 0
Orion NZ | Bromley |  | 0 | 0 | 60 | 0 | 0 | 0 | 0
Orion NZ | Brookside 66kV |  | 0 | 0 | 0 | 0 | 0 | 0 | 0
Orion NZ | Dallington |  | 0 | 0 | 0 | 0 | 0 | 0 | 0
Orion NZ | Darfield |  | 0 | 0 | 0 | 0 | 0 | 0 | 0
Orion NZ | Diamond Harbour |  | 0 | 0 | 0 | 0 | 0 | 0 | 0
Orion NZ | Dunsandel |  | 0 | 0 | 0 | 0 | 0 | 0 | 13
Orion NZ | Duvauchelle |  | 0 | 0 | 0 | 7.5 | 0 | 0 | 0
Orion NZ | Duvauchelles |  | 0.5 | 0 | 0 | 0 | 7.5 | 0 | 0
Orion NZ | Fendalton |  | 0 | 0 | 0 | 0 | 0 | 0 | 0
Orion NZ | Foster |  | 0.3 | 0 | 0 | 0 | 0 | 0 | 0
Orion NZ | Greendale |  | 0 | 0 | 0 | 0 | 0 | 0 | 0
Orion NZ | Grimseys Winters |  | 0 | 0 | 0 | 0 | 0 | 0 | 0
Orion NZ | Grimseys-Winters |  | 27 | 0 | 0 | 0 | 0 | 0 | 0
Orion NZ | Halswell |  | 0 | 0 | 0 | 0 | 0 | 0 | 0
Orion NZ | Harewood |  | 0.5 | 0 | 0 | 0 | 0 | 0 | 0
Orion NZ | Hawthornden |  | 0 | 0 | 0 | 0 | 0 | 0 | 0
Orion NZ | Heathcote |  | 0 | 0 | 0 | 0 | 0 | 0 | 0
Orion NZ | Highfield |  | 0 | 0 | 0 | 0 | 0 | 0 | 0
Orion NZ | Hills |  | 0 | 0 | 0 | 0 | 0 | 0 | 0
Orion NZ | Hoon Hay |  | 0 | 0 | 0 | 0 | 0 | 0 | 0
Orion NZ | Hornby |  | 0 | 0 | 0 | 0 | 0 | 0 | 0
Orion NZ | Hororata |  | 0 | 0 | 0 | 0 | 0 | 0 | 0
Orion NZ | Ilam |  | 0 | 0 | 0 | 0 | 0 | 0 | 0
Orion NZ | Killinchy |  | 0 | 0 | 0 | 0 | 0 | 0 | 0
Orion NZ | Kimberley |  | 15.5 | 0 | 0 | 0 | 0 | 0 | 0
Orion NZ | Knox |  | 0 | 0 | 0 | 0 | 0 | 0 | 0
Orion NZ | Lancaster |  | 0 | 0 | 0 | 0 | 0 | 0 | 0
Orion NZ | Larcomb |  | 0 | 0 | 0 | 0 | 0 | 0 | 0
Orion NZ | Lincoln |  | 0 | 0 | 0 | 0 | 0 | 0 | 0
Orion NZ | Little River |  | 0 | 0 | 0 | 0 | 0 | 0 | 0
Orion NZ | Marshlands (Possible) |  | 0 | 0 | 0 | 0 | 0 | 0 | 0
Orion NZ | McFaddens |  | 0 | 0 | 0 | 0 | 0 | 0 | 0
Orion NZ | Middleton |  | 0 | 0 | 0 | 0 | 0 | 0 | 0
Orion NZ | Milton |  | 0 | 0 | 0 | 0 | 0 | 0 | 0
Orion NZ | Moffett |  | 0 | 0.1 | 4.9 | 0 | 0 | 0 | 0
Orion NZ | Montreal |  | 0.3 | 0 | 0 | 0 | 0 | 0 | 0
Orion NZ | Motukarara |  | 0.5 | 0 | 5 | 0 | 0 | 0 | 0
Orion NZ | Oxford Tuam |  | 0 | 0 | 0 | 0 | 0 | 0 | 0
Orion NZ | Pages Kearneys |  | 0 | 0 | 0 | 0 | 0 | 0 | 0
Orion NZ | Pages-Kearneys |  | 17 | 0 | 0 | 0 | 0 | 0 | 0
Orion NZ | Papanui |  | 0 | 0 | 40 | 29 | 0 | 0 | 0
Orion NZ | Portman |  | 0 | 0 | 0 | 0 | 0 | 0 | 0
Orion NZ | Prebbleton |  | 0 | 0 | 15 | 0 | 0 | 0 | 0
Orion NZ | Rawhiti |  | 0 | 0 | 0 | 0 | 0 | 0 | 0
Orion NZ | Rolleston |  | 0 | 0 | 0 | 0 | 0 | 0 | 0
Orion NZ | Shands |  | 0 | 0 | 0 | 0 | 0 | 0 | 0
Orion NZ | Sockburn |  | 0 | 0 | 0 | 0 | 0 | 0 | 0
Orion NZ | Spreydon |  | 4 | 0 | 0 | 0 | 0 | 0 | 0
Orion NZ | Springston |  | 0 | 0 | 0 | 0 | 0 | 0 | 0
Orion NZ | Springston 33/11kV |  | 0 | 0 | 0 | 0 | 0 | 0 | 7.5
Orion NZ | Te Pirita |  | 0 | 0 | 0 | 0 | 0 | 0 | 0
Orion NZ | Teddington |  | 0 | 0 | 0 | 0 | 0 | 0 | 0
Orion NZ | Waimakariri |  | 0 | 0 | 15 | 0 | 0 | 0 | 25
Orion NZ | Waimakariri (Proposed) |  | 0 | 0 | 0 | 0 | 0 | 0 | 0
Orion NZ | Weedons |  | 0 | 0 | 0 | 23 | 0 | 0 | 0
OtagoNet | OtagoNet |  | 0 | 0 | 0 | 0 | 0 | 0 | 0
OtagoNet | Charlotte St |  | 10 | 0 | 0 | 0 | 0 | 0 | 0
OtagoNet | Charlotte Street |  | 0 | 5 | 0 | 0 | 0 | 0 | 0
OtagoNet | Clarks Junction |  | 0.5 | 0 | 0 | 0 | 0 | 0 | 0
OtagoNet | Clinton |  | 2.5 | 0 | 0 | 0 | 0 | 0 | 0
OtagoNet | Clydevale |  | 2.5 | 0 | 0 | 0 | 0 | 0 | 0
OtagoNet | Deepdell |  | 0.8 | 0 | 0 | 0 | 0 | 0 | 0
OtagoNet | Elderlee St |  | 10 | 0 | 0 | 0 | 0 | 0 | 0
OtagoNet | Elderlee Street |  | 0 | 5 | 0 | 0 | 0 | 0 | 0
OtagoNet | Finegand |  | 2.5 | 0 | 0 | 0 | 0 | 0 | 0
OtagoNet | Glenore |  | 1.5 | 0 | 0 | 0 | 0 | 0 | 0
OtagoNet | Golden Point |  | 5 | 0 | 0 | 0 | 0 | 0 | 0
OtagoNet | Greenfield |  | 2.3 | 0 | 0 | 0 | 0 | 0 | 0
OtagoNet | Hindon |  | 0.5 | 0 | 0 | 0 | 0 | 0 | 0
OtagoNet | Hyde |  | 2.5 | 0 | 0 | 0 | 0 | 0 | 0
OtagoNet | Kaitangata |  | 2.5 | 0 | 0 | 0 | 0 | 0 | 0
OtagoNet | Lawrence |  | 2.5 | 0 | 0 | 0 | 0 | 0 | 0
OtagoNet | Linburn |  | 0 | 0 | 0 | 0 | 0 | 0 | 0
OtagoNet | Linnburn |  | 0 | 0 | 0 | 0 | 0 | 0 | 0
OtagoNet | Macraes Mine |  | 15 | 5 | 0 | 0 | 0 | 0 | 0
OtagoNet | Merton |  | 2.5 | 0 | 0 | 0 | 0 | 0 | 0
OtagoNet | Middlemarch |  | 2.5 | 0 | 0 | 0 | 0 | 0 | 0
OtagoNet | Milburn |  | 5 | 0 | 0 | 0 | 0 | 0 | 0
OtagoNet | North Balclutha |  | 5 | 0 | 0 | 0 | 0 | 0 | 0
OtagoNet | Oturehua |  | 0.8 | 0 | 0 | 0 | 0 | 0 | 0
OtagoNet | Owaka |  | 2.5 | 0 | 0 | 0 | 0 | 0 | 0
OtagoNet | Paerau |  | 0.8 | 0 | 0 | 0 | 0 | 0 | 0
OtagoNet | Paerau Hydro |  | 15 | 0 | 0 | 0 | 0 | 0 | 0
OtagoNet | Palmerston |  | 2.5 | 0 | 0 | 0 | 0 | 0 | 0
OtagoNet | Patearoa |  | 2.5 | 0 | 0 | 0 | 0 | 0 | 0
OtagoNet | Port Molyneux |  | 2.5 | 0 | 0 | 0 | 0 | 0 | 0
OtagoNet | Pukeawa |  | 0.8 | 0 | 0 | 0 | 0 | 0 | 0
OtagoNet | Ranfurly |  | 2.5 | 0 | 0 | 0 | 0 | 0 | 0
OtagoNet | Ranfurly 33/11kV |  | 0 | 0 | 0 | 0 | 0 | 0 | 0
OtagoNet | Ranfurly 66/33 kV |  | 25 | 0 | 0 | 0 | 25 | 0 | 0
OtagoNet | Remarkables |  | 0 | 23 | 0 | 0 | 0 | 0 | 0
OtagoNet | Stirling |  | 5 | 0 | 0 | 0 | 0 | 0 | 0
OtagoNet | Waihola |  | 1.5 | 0 | 0 | 0 | 0 | 0 | 0
OtagoNet | Waipiata |  | 2.5 | 0 | 0 | 0 | 0 | 0 | 0
OtagoNet | Waitati |  | 2.5 | 0 | 0 | 0 | 0 | 0 | 0
OtagoNet | Wedderburn |  | 0.8 | 0 | 0 | 0 | 0 | 0 | 0
The Lines Company | The Lines Company |  | 0 | 0 | 0 | 0 | 0 | 0 | 0
The Lines Company | Arohena |  | 0 | 0 | 0 | 0 | 0 | 0 | 0
The Lines Company | Atiamuri |  | 0 | 0 | 0 | 0 | 0 | 0 | 0
The Lines Company | Awamate |  | 0 | 0 | 0 | 0 | 0 | 0 | 0
The Lines Company | Awamate Road |  | 0 | 0 | 0 | 0 | 0 | 0 | 0
The Lines Company | Borough |  | 0 | 0 | 0 | 0 | 0 | 0 | 5
The Lines Company | Gadsby Rd |  | 0 | 0 | 0 | 0 | 0 | 0 | 0
The Lines Company | Gadsby Road |  | 0 | 0 | 0 | 0 | 0 | 0 | 0
The Lines Company | Hangatiki |  | 0 | 0 | 0 | 0 | 0 | 0 | 0
The Lines Company | Kaahu Tee |  | 0 | 0 | 0 | 0 | 0 | 0 | 0
The Lines Company | Kiko Rd |  | 0 | 0 | 0 | 0 | 0 | 0 | 0
The Lines Company | Kiko Road |  | 0 | 0 | 0 | 0 | 0 | 0 | 0
The Lines Company | Kuratau |  | 0 | 1.5 | 0 | 1.5 | 0 | 0 | 3
The Lines Company | Mahoenui |  | 0 | 0 | 0 | 0 | 0 | 0 | 0
The Lines Company | Manunui |  | 0 | 0 | 0 | 0 | 0 | 0 | 0
The Lines Company | Maraetai |  | 0 | 0 | 0 | 0 | 0 | 0 | 5
The Lines Company | Marotiri |  | 0 | 0 | 0 | 0 | 0 | 0 | 0
The Lines Company | Miraka |  | 0 | 0 | 0 | 0 | 0 | 0 | 0
The Lines Company | Mokai |  | 0 | 0 | 0 | 0 | 0 | 0 | 0
The Lines Company | National Park |  | 0 | 0 | 0 | 0 | 0 | 0 | 0
The Lines Company | Nihoniho |  | 0 | 0 | 0 | 0 | 0 | 0 | 0
The Lines Company | Oparure |  | 0 | 0 | 0 | 0 | 0 | 0 | 0
The Lines Company | Otukou |  | 0 | 0 | 0 | 0 | 0 | 0 | 0
The Lines Company | Taharoa |  | 0 | 0 | 0 | 0 | 0 | 0 | 0
The Lines Company | Taharoa Village |  | 0 | 0 | 0 | 0 | 0 | 0 | 0
The Lines Company | Tawhai |  | 0 | 0 | 0 | 0 | 0 | 0 | 0
The Lines Company | Te Anga |  | 0 | 0 | 0 | 0 | 0 | 0 | 0
The Lines Company | Te Waireka |  | 0 | 0 | 0 | 10 | 0 | 0 | 5
The Lines Company | Te Waireka Rd |  | 0 | 5 | 0 | 0 | 0 | 0 | 0
The Lines Company | Tokaanu |  | 0 | 0 | 0 | 0 | 0 | 0 | 0
The Lines Company | Tuhua |  | 0 | 0 | 0 | 0 | 0 | 0 | 0
The Lines Company | Turangi |  | 0 | 0 | 0 | 0 | 0 | 0 | 0
The Lines Company | Waiotaka |  | 0 | 0 | 0 | 0 | 0 | 0 | 0
The Lines Company | Wairere |  | 0 | 0 | 0 | 0 | 0 | 0 | 0
The Lines Company | Wairere Falls |  | 0 | 0 | 0 | 2.5 | 0 | 0 | 0
The Lines Company | Waitete |  | 0 | 0 | 0 | 0 | 0 | 0 | 0
Top Energy | Top Energy |  | 0 | 0 | 0 | 0 | 0 | 0 | 0
Top Energy | Haruru |  | 0 | 0 | 0 | 0 | 0 | 0 | 0
Top Energy | Kaeo |  | 0 | 0 | 0 | 0 | 0 | 0 | 10
Top Energy | Kaikohe |  | 5.5 | 0 | 0 | 0 | 0 | 0 | 0
Top Energy | Kaikohe 110kV |  | 30 | 0 | 0 | 0 | 0 | 0 | 0
Top Energy | Kaitaia 110kV |  | 22 | 0 | 25 | 0 | 0 | 0 | 15
Top Energy | Kawakawa |  | 0 | 0 | 0 | 0 | 1.5 | 0 | 0
Top Energy | Kerikeri |  | 23 | 0 | 0 | 0 | 0 | 0 | 0
Top Energy | Moerewa |  | 0 | 0 | 0 | 0 | 0 | 0 | 0
Top Energy | Mt Pokaka |  | 0 | 0 | 0 | 0 | 0 | 0 | 0
Top Energy | NPL |  | 0 | 0 | 0 | 0 | 0 | 0 | 0
Top Energy | Okahu Rd |  | 0 | 0 | 0 | 0 | 0 | 0 | 0
Top Energy | Omanaia |  | 0 | 0 | 0 | 0 | 0 | 0 | 0
Top Energy | Pukenui |  | 0 | 0 | 0 | 0 | 0 | 0 | 0
Top Energy | Taipa |  | 0 | 0 | 0 | 0 | 0 | 0 | 0
Top Energy | Waipapa |  | 0 | 0 | 0 | 0 | 0 | 0 | 0
Unison Networks | Unison Networks |  | 0 | 0 | 0 | 0 | 0 | 0 | 0
Unison Networks | Arataki |  | 0 | 0 | 0 | 2 | 0 | 0 | 0
Unison Networks | Arawa |  | 0 | 0 | 0 | 0 | 0 | 0 | 0
Unison Networks | Atiamuri |  | 0 | 0 | 0 | 2 | 0 | 0 | 0
Unison Networks | Awatoto |  | 0 | 0 | 0 | 0 | 0 | 0 | 0
Unison Networks | Biak St |  | 0 | 24 | 0 | 0 | 0 | 0 | 0
Unison Networks | Biak Street |  | 0 | 0 | 24 | 0 | 0 | 0 | 0
Unison Networks | Bluff Hill |  | 0 | 0 | 0 | 0 | 0 | 0 | 0
Unison Networks | Camberley |  | 0 | 0 | 0 | 2 | 0 | 0 | 13
Unison Networks | Church Rd |  | 0 | 0 | 0 | 0 | 0 | 0 | 0
Unison Networks | Esk |  | 0 | 0 | 0 | 0 | 0 | 0 | 0
Unison Networks | Faraday |  | 0 | 0 | 0 | 24 | 0 | 0 | 0
Unison Networks | Faraday St |  | 0 | 0 | 0 | 0 | 0 | 0 | 0
Unison Networks | Fernhill |  | 0 | 0 | 0 | 0 | 0 | 0 | 10
Unison Networks | Fernleaf |  | 0 | 0 | 0 | 0 | 0 | 0 | 0
Unison Networks | Flaxmere |  | 0 | 0 | 0 | 12 | 0 | 0 | 0
Unison Networks | Fleet Street |  | 0 | 0 | 0 | 0 | 0 | 0 | 0
Unison Networks | Fletchers |  | 0 | 0 | 0 | 0 | 0 | 0 | 3
Unison Networks | Hastings |  | 0 | 0 | 0 | 0 | 0 | 0 | 0
Unison Networks | Havelock North |  | 0 | 0 | 12 | 0 | 0 | 0 | 0
Unison Networks | Irongate |  | 0 | 0 | 0 | 0 | 0 | 0 | 0
Unison Networks | Mahora |  | 0 | 0 | 0 | 0 | 0 | 0 | 0
Unison Networks | Maraekakaho |  | 0 | 0 | 0 | 0 | 0 | 0 | 0
Unison Networks | Marewa |  | 0 | 0 | 0 | 0 | 0 | 0 | 0
Unison Networks | McCain |  | 0 | 0 | 0 | 0 | 0 | 0 | 0
Unison Networks | Ohaaki |  | 0 | 0 | 0 | 0 | 0 | 0 | 0
Unison Networks | Patoka |  | 0 | 0 | 0 | 0 | 0 | 0 | 0
Unison Networks | Rainbow |  | 0 | 0 | 0 | 0 | 0 | 0 | 0
Unison Networks | Rangitane |  | 0 | 0 | 0 | 0 | 0 | 0 | 0
Unison Networks | Rangitane Rd |  | 0 | 0 | 0 | 28.8 | 0 | 0 | 0
Unison Networks | Runanga |  | 0 | 0 | 0 | 0.4 | 0 | 0 | 0
Unison Networks | Sherenden |  | 0 | 0 | 0 | 0 | 0 | 0 | 0
Unison Networks | Springfield |  | 0 | 0 | 0 | 2 | 0 | 0 | 0
Unison Networks | Tamatea |  | 0 | 0 | 0 | 15 | 0 | 0 | 0
Unison Networks | Tannery Rd |  | 0 | 0 | 0 | 0 | 0 | 0 | 0
Unison Networks | Taupo South |  | 0 | 0 | 0 | 0 | 0 | 0 | 0
Unison Networks | Te Toke |  | 0 | 0 | 18 | 0 | 0 | 0 | 0
Unison Networks | Tomoana |  | 0 | 0 | 0 | 2 | 0 | 0 | 0
Unison Networks | Tutira |  | 0 | 0 | 0 | 0 | 0 | 0 | 0
Unison Networks | Waipa |  | 0 | 0 | 0 | 0 | 0 | 0 | 0
Unison Networks | Windsor |  | 0 | 0 | 0 | 0 | 0 | 0 | 0
Vector Lines | Vector Lines |  | 0 | 0 | 0 | 0 | 0 | 0 | 0
Vector Lines | Atkinson Road |  | 4 | 0 | 0 | 0 | 0 | 0 | 0
Vector Lines | Auckland Airport |  | 0 | 0 | 0 | 2.2 | 0 | 0 | 0
Vector Lines | Avondale |  | 4 | 0 | 0 | 0 | 0 | 0 | 0
Vector Lines | Bairds |  | 4 | 0 | 0 | 0 | 0 | 0 | 0
Vector Lines | Balmain |  | 0 | 0 | 0 | 0 | 0 | 0 | 0
Vector Lines | Balmoral |  | 2.3 | 8.6 | 0 | 1.1 | 0 | 0 | 0
Vector Lines | Belmont |  | 1.5 | 0 | 0 | 0 | 0 | 0 | 0
Vector Lines | Birkdale |  | 0 | 8 | 0 | 0 | 0 | 0 | 0
Vector Lines | Brickworks |  | 0 | 0 | 0 | 0 | 0 | 0 | 18
Vector Lines | Browns Bay |  | 1.5 | 0 | 0 | 0 | 0 | 0 | 14
Vector Lines | Bush Road |  | 0 | 0 | 0 | 0 | 0 | 0 | 0
Vector Lines | Carbine |  | 0 | 2.6 | 0 | 0 | 0 | 0 | 0
Vector Lines | Chevalier |  | 0 | 1.8 | 0 | 0 | 5.1 | 0 | 0
Vector Lines | Clendon |  | 4 | 0 | 0 | 0 | 0 | 0 | 0
Vector Lines | Clevedon |  | 0 | 0 | 0 | 0 | 0 | 0 | 0
Vector Lines | Coatesville |  | 0 | 0 | 0 | 0 | 0 | 0 | 11.5
Vector Lines | Drive |  | 4 | 0 | 0 | 0 | 0 | 0 | 0
Vector Lines | East Coast Road |  | 0 | 0 | 0 | 0 | 0 | 0 | 0
Vector Lines | East Tamaki |  | 4 | 0 | 0 | 2 | 0 | 0 | 0
Vector Lines | Flatbush |  | 0 | 0 | 24 | 0 | 0 | 0 | 0
Vector Lines | Forrest Hill |  | 0 | 4 | 0 | 0 | 0 | 0 | 0
Vector Lines | Freemans Bay |  | 3.6 | 0 | 0 | 0 | 0 | 0 | 0
Vector Lines | Glen Innes |  | 0.2 | 1.2 | 0 | 0 | 0 | 0 | 10.6
Vector Lines | Greenhithe |  | 0 | 0 | 0 | 0 | 0 | 0 | 0
Vector Lines | Greenmount |  | 8 | 0 | 0 | 0 | 0 | 0 | 0
Vector Lines | Gulf Harbour |  | 0 | 0 | 0 | 0 | 0 | 0 | 0
Vector Lines | Hans |  | 4 | 0 | 0 | 4.6 | 0 | 0 | 0
Vector Lines | Hauraki |  | 0 | 0 | 0 | 0 | 0 | 0 | 0
Vector Lines | Helensville |  | 1.5 | 0 | 0 | 0 | 0 | 0 | 9
Vector Lines | Henderson Valley |  | 0 | 0 | 0 | 0 | 0 | 0 | 0
Vector Lines | Highbrook |  | 19.4 | 3.6 | 0 | 0 | 4 | 0 | 0
Vector Lines | Highbury |  | 0 | 0 | 0 | 0 | 0 | 0 | 24
Vector Lines | Hillcrest |  | 0 | 2.7 | 0 | 0 | 2.1 | 0 | 0
Vector Lines | Hillsborough |  | 24 | 0 | 0 | 0 | 0 | 0 | 0
Vector Lines | Hobson 110/11kV |  | 2.5 | 2.5 | 0 | 0 | 0 | 0 | 0
Vector Lines | Hobson 22/11kV |  | 1.5 | 1.5 | 0 | 0 | 0 | 0 | 0
Vector Lines | Hobson 22kV |  | 0 | 40 | 0 | 40 | 0 | 0 | 40
Vector Lines | Hobsonville |  | 0 | 0 | 0 | 0 | 0 | 0 | 0
Vector Lines | Hospital |  | 0 | 0 | 0 | 0 | 0 | 0 | 0
Vector Lines | Howick |  | 6 | 0 | 0 | 0 | 2 | 0 | 0
Vector Lines | James Street |  | 0 | 0 | 0 | 0 | 0 | 0 | 0
Vector Lines | Keeling Road |  | 0 | 0 | 0 | 24 | 0 | 0 | 0
Vector Lines | Kingsland |  | 4 | 0 | 0 | 0 | 0 | 0 | 0
Vector Lines | Laingholm |  | 1.5 | 0 | 0 | 0 | 0 | 0 | 0
Vector Lines | Lichfield |  | 0 | 0 | 0 | 20 | 0 | 0 | 0
Vector Lines | Liverpool |  | 4 | 4 | 0 | 0 | 0 | 0 | 0
Vector Lines | Liverpool 22kV |  | 0 | 0 | 0 | 0 | 0 | 0 | 50
Vector Lines | Mangere Central |  | 4 | 0 | 0 | 0 | 0 | 0 | 24
Vector Lines | Mangere East |  | 4 | 0 | 0 | 0 | 0 | 0 | 0
Vector Lines | Mangere West |  | 6 | 0 | 3 | 0 | 0 | 0 | 0
Vector Lines | Manly |  | 0 | 0 | 0 | 0 | 0 | 0 | 0
Vector Lines | Manukau |  | 8 | 0 | 0 | 0 | 5.1 | 0 | 0
Vector Lines | Manurewa |  | 6.9 | 0 | 0 | 0 | 1.1 | 0 | 0
Vector Lines | Maraetai |  | 3 | 0 | 0 | 0 | 0 | 0 | 0
Vector Lines | McKinnon |  | 4 | 0 | 0 | 0 | 0 | 0 | 0
Vector Lines | Mcleod Road |  | 0 | 0 | 0 | 0 | 0 | 0 | 0
Vector Lines | McNab |  | 8 | 0 | 0 | 0 | 0 | 0 | 0
Vector Lines | Milford |  | 0 | 0 | 0 | 0 | 0 | 0 | 0
Vector Lines | Mt Albert |  | 0 | 0 | 0 | 0 | 0 | 0 | 0
Vector Lines | Mt Wellington |  | 4 | 0 | 0 | 0 | 0 | 0 | 0
Vector Lines | New Lynn |  | 1.5 | 0 | 0 | 0 | 0 | 0 | 0
Vector Lines | Newmarket |  | 8 | 0 | 0 | 0 | 0 | 0 | 48
Vector Lines | Newton |  | 3.2 | 0 | 0 | 0 | 0 | 0 | 0
Vector Lines | Ngataringa Bay |  | 0 | 0 | 0 | 0 | 0 | 0 | 0
Vector Lines | Northcote |  | 0 | 0 | 0 | 0 | 0 | 0 | 0
Vector Lines | Onehunga |  | 0 | 0 | 0 | 0 | 0 | 0 | 9.3
Vector Lines | Orakei |  | 3.6 | 0 | 0 | 0 | 0 | 0 | 0
Vector Lines | Oratia |  | 0 | 0 | 0 | 0 | 0 | 0 | 0
Vector Lines | Orewa |  | 4 | 0 | 0 | 0 | 0 | 0 | 8.8
Vector Lines | Otara |  | 0.8 | 0 | 0 | 0 | 0.4 | 0 | 0
Vector Lines | Pacific Steel |  | 0 | 44 | 0 | 0 | 0 | 0 | 0
Vector Lines | Pakuranga |  | 4 | 0 | 0 | 0 | 0 | 0 | 0
Vector Lines | Papakura |  | 4 | 0 | 0 | 0 | 0 | 0 | 0
Vector Lines | Parnell |  | 2.6 | 0 | 0 | 0 | 1.1 | 0 | 3.6
Vector Lines | Ponsonby |  | 2.4 | 0 | 0 | 0 | 0 | 0 | 3.6
Vector Lines | Quay |  | 2 | 2 | 0 | 0 | 0 | 0 | 24
Vector Lines | Quay 22kV |  | 0 | 60 | 0 | 0 | 0 | 0 | 0
Vector Lines | Ranui |  | 0 | 0 | 0 | 0 | 0 | 0 | 0
Vector Lines | Red Beach |  | 0 | 24 | 0 | 0 | 0 | 0 | 0
Vector Lines | Remuera |  | 4 | 0 | 0 | 0 | 0 | 0 | 0
Vector Lines | Riverhead |  | 1.5 | 0 | 0 | 0 | 0 | 0 | 0
Vector Lines | Rockfield |  | 4 | 0 | 0 | 0 | 0 | 0 | 0
Vector Lines | Rosebank |  | 4.3 | 0 | 0 | 0 | 0 | 0 | 0
Vector Lines | Rosedale |  | 0 | 0 | 0 | 0 | 0 | 0 | 24
Vector Lines | Sabulite Road |  | 1.5 | 0 | 0 | 0 | 0 | 0 | 10
Vector Lines | Sandringham |  | 4 | 0 | 0 | 0 | 0 | 0 | 0
Vector Lines | Simpson Road |  | 0 | 0 | 0 | 0 | 0 | 0 | 0
Vector Lines | Snells Beach |  | 0 | 0 | 0 | 0 | 0 | 0 | 0
Vector Lines | South Howick |  | 4 | 0 | 0 | 0 | 0 | 0 | 0
Vector Lines | Spur Road |  | 0 | 0 | 0 | 0 | 0 | 0 | 24
Vector Lines | St Heliers |  | 3.5 | 0 | 0 | 0 | 0 | 0 | 0
Vector Lines | St Johns |  | 4 | 0 | 0 | 0 | 0 | 0 | 0
Vector Lines | Sunset Road |  | 1.5 | 0 | 0 | 0 | 0 | 0 | 0
Vector Lines | Swanson |  | 0 | 0 | 0 | 0 | 0 | 0 | 0
Vector Lines | Sylvia Park |  | 0.2 | 3.8 | 0 | 0 | 0 | 0 | 0
Vector Lines | Takanini |  | 3 | 0 | 0 | 0 | 0 | 0 | 6
Vector Lines | Takapuna |  | 0 | 0 | 0 | 0 | 0 | 0 | 24
Vector Lines | Te Atatu |  | 1.5 | 0 | 0 | 0 | 0 | 0 | 10
Vector Lines | Te Papapa |  | 4 | 0 | 0 | 0 | 0 | 0 | 0
Vector Lines | Torbay |  | 0 | 0 | 0 | 0 | 0 | 0 | 0
Vector Lines | Triangle Road |  | 2 | 0 | 0 | 0 | 0 | 0 | 6
Vector Lines | Victoria |  | 0.4 | 2 | 0 | 0 | 0 | 0 | 0
Vector Lines | Waiake |  | 0 | 0 | 0 | 0 | 0 | 0 | 0
Vector Lines | Waiheke |  | 2.5 | 0 | 0 | 0 | 0 | 0 | 0
Vector Lines | Waikaukau |  | 0 | 0 | 0 | 0 | 0 | 0 | 0
Vector Lines | Waimauku |  | 0 | 0 | 0 | 9 | 0 | 0 | 11
Vector Lines | Wairau |  | 0 | 0 | 0 | 0 | 0 | 0 | 0
Vector Lines | Wairau Road |  | 16 | 0 | 0 | 0 | 0.8 | 0 | 0
Vector Lines | Warkworth |  | 3 | 0 | 0 | 0 | 0 | 0 | 0
Vector Lines | Wellsford |  | 1.5 | 0 | 0 | 0 | 0 | 0 | 0
Vector Lines | Westfield |  | 2 | 2 | 0 | 0 | 0 | 0 | 0
Vector Lines | Westgate |  | 0 | 0 | 0 | 0 | 24 | 0 | 0
Vector Lines | White Swan |  | 4.7 | 0 | 0 | 0 | 0 | 0 | 0
Vector Lines | Wiri |  | 8 | 0 | 0 | 0 | 0 | 0 | 0
Vector Lines | Woodford |  | 0 | 0 | 0 | 0 | 0 | 0 | 0
Wellington Electricity | Wellington Electricity |  | 0 | 0 | 0 | 0 | 0 | 0 | 0
Wellington Electricity | 8 Ira St |  | 0 | 0 | 0 | 0 | 0 | 0 | 0
Wellington Electricity | Bond St |  | 0 | 0 | 0 | 0 | 0 | 0 | 0
Wellington Electricity | Bond Street |  | 0 | 0 | 0 | 0 | 0 | 0 | 0
Wellington Electricity | Brown Owl |  | 0 | 0 | 0 | 0 | 0 | 0 | 0
Wellington Electricity | Evans Bay |  | 0 | 0 | 0 | 0 | 0 | 0 | 0
Wellington Electricity | Frederick St |  | 0 | 0 | 0 | 0 | 0.2 | 0 | 12.8
Wellington Electricity | Gracefield |  | 0 | 0 | 0 | 0 | 0 | 0 | 0
Wellington Electricity | Hataitai |  | 0 | 0 | 0 | 0 | 0 | 0 | 0
Wellington Electricity | Johnsonville |  | 0 | 0 | 0 | 0 | 0 | 0 | 0
Wellington Electricity | Karori |  | 0 | 0 | 0 | 0 | 0 | 0 | 0
Wellington Electricity | Kenepuru |  | 0 | 0 | 0 | 0 | 0 | 0 | 0
Wellington Electricity | Korokoro |  | 0 | 0 | 0 | 0 | 0 | 0 | 0
Wellington Electricity | Maidstone |  | 0 | 0 | 0 | 0 | 0 | 0 | 0
Wellington Electricity | Mana-Plimmerton |  | 0 | 16 | 0 | 0 | 0 | 0 | 0
Wellington Electricity | Mana-Plmtn |  | 16 | 0 | 0 | 0 | 0 | 0 | 0
Wellington Electricity | Moore St |  | 0 | 0 | 0 | 0 | 0 | 0 | 0
Wellington Electricity | Naenae |  | 0 | 0 | 0 | 0 | 0 | 0 | 0
Wellington Electricity | Nairn St |  | 0 | 0 | 0 | 0 | 0 | 0 | 0
Wellington Electricity | Ngauranga |  | 0 | 0 | 0 | 0 | 0 | 0 | 0
Wellington Electricity | Palm Grove |  | 0 | 0 | 0 | 0 | 0 | 0 | 0
Wellington Electricity | Petone |  | 0 | 0 | 0 | 0 | 0 | 0 | 0
Wellington Electricity | Porirua |  | 0 | 0 | 0 | 0 | 0 | 0 | 0
Wellington Electricity | Seaview |  | 0 | 0 | 0 | 0 | 0 | 0 | 0
Wellington Electricity | Tawa |  | 0 | 0 | 0 | 0 | 0 | 0 | 0
Wellington Electricity | The Terrace |  | 0 | 0 | 0 | 0 | 0 | 0 | 0
Wellington Electricity | Trentam |  | 0 | 0 | 23 | 0 | 0 | 0 | 0
Wellington Electricity | Trentham |  | 0 | 0 | 0 | 23 | 0 | 0 | 0
Wellington Electricity | University |  | 0 | 0 | 0 | 0 | 0 | 0 | 0
Wellington Electricity | Waikowhai |  | 0 | 0 | 0 | 0 | 0 | 0 | 0
Wellington Electricity | Wainuiomata |  | 0 | 0 | 0 | 0 | 0 | 0 | 0
Wellington Electricity | Waitangirua |  | 0 | 0 | 0 | 0 | 0 | 0 | 0
Wellington Electricity | Waterloo |  | 0 | 0 | 0 | 0 | 0 | 0 | 0
Total added zone substation capacity (MVA)
Alpine Energy |  |  | 0 | 0 | 0 | 0 | 20 | 0 | 0
Aurora Energy |  |  | 1.4 | 77.6 | 53.7 | 3 | 13 | 0 | 29
Centralines |  |  | 0 | 0 | 0 | 0 | 0 | 0 | 0
Eastland Network |  |  | 0 | 83 | 0 | 6.5 | 0 | 0 | 0
EA Networks |  |  | 0 | 10 | 10 | 40 | 0 | 0 | 20
Electricity Invercargill |  |  | 0 | 0 | 36 | 0 | 0 | 0 | 23
Horizon Energy |  |  | 3.3 | 35 | 0 | 0 | 0 | 0 | 2.7
Nelson Electricity |  |  | 48 | 0 | 48 | 0 | 48 | 0 | 0
Network Tasman |  |  | 3 | 20.5 | 6 | 0 | 0 | 0 | 16
Orion NZ |  |  | 94.6 | 0.1 | 213.9 | 59.5 | 7.5 | 0 | 45.5
OtagoNet |  |  | 142.8 | 38 | 0 | 0 | 25 | 0 | 0
The Lines Company |  |  | 0 | 6.5 | 0 | 14 | 0 | 0 | 18
Top Energy |  |  | 80.5 | 0 | 25 | 0 | 1.5 | 0 | 25
Unison Networks |  |  | 0 | 24 | 54 | 90.2 | 0 | 0 | 26
Vector Lines |  |  | 274.6 | 218.3 | 27 | 102.9 | 45.7 | 0 | 413.4
Wellington Electricity |  |  | 16 | 16 | 23 | 23 | 0.2 | 0 | 12.8
Total added zone substation capacity (MVA) |  | 2013 | 2014 | 2015 | 2016 | 2017 | 2018 | 2019 | 2020 | 2021 | 2022 | 2023 | 2024
Alpine Energy |  | 2019: 0; 2020: 0; 2021: 0; 2022: 0; 2023: 0; 2024: 0
Aurora Energy |  | 2019: 5.8; 2020: 5.8; 2021: 5.8; 2022: 5.8; 2023: 5.8; 2024: 0
Centralines |  | 2019: 0; 2020: 0; 2021: 0; 2022: 0; 2023: 0; 2024: 0
Eastland Network |  | 2019: 0; 2020: 0; 2021: 0; 2022: 0; 2023: 0; 2024: 0
EA Networks |  | 2019: 4; 2020: 4; 2021: 4; 2022: 4; 2023: 4; 2024: 0
Electricity Invercargill |  | 2019: 4.6; 2020: 4.6; 2021: 4.6; 2022: 4.6; 2023: 4.6; 2024: 0
Horizon Energy |  | 2019: 0.54; 2020: 0.54; 2021: 0.54; 2022: 0.54; 2023: 0.54; 2024: 0
Nelson Electricity |  | 2019: 0; 2020: 0; 2021: 0; 2022: 0; 2023: 0; 2024: 0
Network Tasman |  | 2019: 3.2; 2020: 3.2; 2021: 3.2; 2022: 3.2; 2023: 3.2; 2024: 0
Orion NZ |  | 2019: 9.1; 2020: 9.1; 2021: 9.1; 2022: 9.1; 2023: 9.1; 2024: 0
OtagoNet |  | 2019: 0; 2020: 0; 2021: 0; 2022: 0; 2023: 0; 2024: 0
The Lines Company |  | 2019: 3.6; 2020: 3.6; 2021: 3.6; 2022: 3.6; 2023: 3.6; 2024: 0
Top Energy |  | 2019: 5; 2020: 5; 2021: 5; 2022: 5; 2023: 5; 2024: 0
Unison Networks |  | 2019: 5.2; 2020: 5.2; 2021: 5.2; 2022: 5.2; 2023: 5.2; 2024: 0
Vector Lines |  | 2019: 82.68; 2020: 82.68; 2021: 82.68; 2022: 82.68; 2023: 82.68; 2024: 0
Wellington Electricity |  | 2019: 2.56; 2020: 2.56; 2021: 2.56; 2022: 2.56; 2023: 2.56; 2024: 0
Output
Total added zone substation capacity (MVA) |  |  | 2014 | 2015 | 2016 | 2017 | 2018 | 2019 | 2020 | 2021 | 2022 | 2023 | 2024
Alpine Energy |  |  | 0 | 0 | 0 | 0 | 20 | 0 | 0 | 0 | 0 | 0 | 0
Aurora Energy |  |  | 1.4 | 77.6 | 53.7 | 3 | 13 | 5.8 | 5.8 | 5.8 | 5.8 | 5.8 | 0
Centralines |  |  | 0 | 0 | 0 | 0 | 0 | 0 | 0 | 0 | 0 | 0 | 0
Eastland Network |  |  | 0 | 83 | 0 | 6.5 | 0 | 0 | 0 | 0 | 0 | 0 | 0
EA Networks |  |  | 0 | 10 | 10 | 40 | 0 | 4 | 4 | 4 | 4 | 4 | 0
Electricity Invercargill |  |  | 0 | 0 | 36 | 0 | 0 | 4.6 | 4.6 | 4.6 | 4.6 | 4.6 | 0
Horizon Energy |  |  | 3.3 | 35 | 0 | 0 | 0 | 0.54 | 0.54 | 0.54 | 0.54 | 0.54 | 0
Nelson Electricity |  |  | 48 | 0 | 48 | 0 | 48 | 0 | 0 | 0 | 0 | 0 | 0
Network Tasman |  |  | 3 | 20.5 | 6 | 0 | 0 | 3.2 | 3.2 | 3.2 | 3.2 | 3.2 | 0
Orion NZ |  |  | 94.6 | 0.1 | 213.9 | 59.5 | 7.5 | 9.1 | 9.1 | 9.1 | 9.1 | 9.1 | 0
OtagoNet |  |  | 142.8 | 38 | 0 | 0 | 25 | 0 | 0 | 0 | 0 | 0 | 0
The Lines Company |  |  | 0 | 6.5 | 0 | 14 | 0 | 3.6 | 3.6 | 3.6 | 3.6 | 3.6 | 0
Top Energy |  |  | 80.5 | 0 | 25 | 0 | 1.5 | 5 | 5 | 5 | 5 | 5 | 0
Unison Networks |  |  | 0 | 24 | 54 | 90.2 | 0 | 5.2 | 5.2 | 5.2 | 5.2 | 5.2 | 0
Vector Lines |  |  | 274.6 | 218.3 | 27 | 102.9 | 45.7 | 82.68 | 82.68 | 82.68 | 82.68 | 82.68 | 0
Wellington Electricity |  |  | 16 | 16 | 23 | 23 | 0.2 | 2.56 | 2.56 | 2.56 | 2.56 | 2.56 | 0

## Calculations - Gating
Calculations - gating
This sheet performs five tests on the EDB selected in the Output sheet.
It also calculates the sliding scale cap which will apply for minor categories of expenditure. The calculations use a base year and actual data up to the year specified in the 'Output' sheet. | [17 empty] | Wellington Electricity
Actual data to 2018
Inputs |  |  | From | Value
Gate 1 - Forecast accuracy |  |  | Inputs | 125%
Gate 2 - Consumer connections |  |  | Inputs | n/a
Gate 3 - Consumer connection costs |  |  | Inputs | 150%
Gate 4 - System growth |  |  | Inputs | 120%
Gate 5 - Asset replacement and renewals |  |  | Inputs | 125%
Proportion of total expenditure |  |  | Inputs | 5% | 25%
Cap |  |  | Inputs | 200% | 120%
Year-end March
[5 empty] | Actual | Actual | Actual | Actual | Actual | Actual | Actual | Forecast | Forecast | Forecast | Forecast | Forecast | Forecast | Forecast
Lookup 1 | Lookup 2 |  | From | Value | 2012 | 2013 | 2014 | 2015 | 2016 | 2017 | 2018 | 2019 | 2020 | 2021 | 2022 | 2023 | 2024 | 2025
CGPI |  |  | Inputs |  |  | 0.87932 | 0.89073 | 0.91337 | 0.94197 | 0.97239 | 1 | 1.0279 | 1.0533 | 1.0767 | 1.099 | 1.1208 | 1.1428 | 1.1728
CPI |  |  | Inputs |  | 2019: 1.6%; 2020: 1.7%; 2021: 2.1%; 2022: 2.1%; 2023: 2.067%; 2024: 2.033%; 2025: 2%
Actual expenditure on assets (nominal) | Actual expenditure (nominal) |  | Inputs |  | 2014: 35656.2275; 2015: 31678.3607; 2016: 29932.0512; 2017: 36440.0511; 2018: 39053.4761; 2019: 0
Forecast expenditure on assets (constant price for AMP year ) | 2014 AMP forecast expenditure ($2014) |  | Inputs |  | 2014: 34273.733; 2015: 37810.5433; 2016: 37806.4525; 2017: 38763.4289; 2018: 43989.8561; 2019: 39737.8016
Forecast expenditure on assets (constant price for AMP year ) | 2015 AMP forecast expenditure ($2015) |  | Inputs |  | 2014: 0; 2015: 33396.5485; 2016: 32394.0793; 2017: 32580.3031; 2018: 37296.8066; 2019: 33044.1734
Forecast expenditure on assets (constant price for AMP year ) | 2016 AMP forecast expenditure ($2016) |  | Inputs |  | 2014: 0; 2015: 0; 2016: 29821.752; 2017: 35833.4185; 2018: 36814.6881; 2019: 36258.1761
Forecast expenditure on assets (constant price for AMP year ) | 2017 AMP forecast expenditure ($2017) |  | Inputs |  | 2014: 0; 2015: 0; 2016: 0; 2017: 36744.232; 2018: 37630.4396; 2019: 36744.7605
Forecast expenditure on assets (constant price for AMP year ) | 2018 AMP forecast expenditure ($2018) |  | Inputs |  | 2014: 0; 2015: 0; 2016: 0; 2017: 0; 2018: 39469; 2019: 45089
Forecast expenditure on assets (constant price for AMP year ) | 2019 AMP forecast expenditure ($2019) |  | Inputs |  | 2014: 0; 2015: 0; 2016: 0; 2017: 0; 2018: 0; 2019: 0
Forecast expenditure on assets (nominal) | 2014 AMP forecast expenditure ($f/c year) |  | Inputs |  | 2014: 34274.1466; 2015: 39149.4098; 2016: 40551.4393; 2017: 43055.5876; 2018: 50359.1604; 2019: 47431.6933
Forecast expenditure on assets (nominal) | 2015 AMP forecast expenditure ($f/c year) |  | Inputs |  | 2014: 0; 2015: 33396.5485; 2016: 32956.6425; 2017: 33972.0094; 2018: 39774.6833; 2019: 35924.0663
Forecast expenditure on assets (nominal) | 2016 AMP forecast expenditure ($f/c year) |  | Inputs |  | 2014: 0; 2015: 0; 2016: 29821.752; 2017: 36299.2529; 2018: 38302.0015; 2019: 38477.4665
Forecast expenditure on assets (nominal) | 2017 AMP forecast expenditure ($f/c year) |  | Inputs |  | 2014: 0; 2015: 0; 2016: 0; 2017: 36744.232; 2018: 38383.0484; 2019: 38229.2488
Forecast expenditure on assets (nominal) | 2018 AMP forecast expenditure ($f/c year) |  | Inputs |  | 2014: 0; 2015: 0; 2016: 0; 2017: 0; 2018: 39469; 2019: 46910.5956
Forecast expenditure on assets (nominal) | 2019 AMP forecast expenditure ($f/c year) |  | Inputs |  | 2014: 0; 2015: 0; 2016: 0; 2017: 0; 2018: 0; 2019: 0
Actual capital contributions (nominal) | Actual expenditure (nominal) |  | Inputs |  | 2014: 4514.3366; 2015: 4708.7629; 2016: 4931.3801; 2017: 7317.2203; 2018: 11429.434; 2019: 0
Forecast capital contributions (nominal) | 2014 AMP forecast expenditure ($f/c year) |  | Inputs |  | 2014: 4165.6711; 2015: 5700.4714; 2016: 6355.411; 2017: 6967.374; 2018: 6609.6118; 2019: 6518.4969
Forecast capital contributions (nominal) | 2015 AMP forecast expenditure ($f/c year) |  | Inputs |  | 2014: 0; 2015: 4878.9727; 2016: 6318.7435; 2017: 6202.2691; 2018: 5669.2373; 2019: 5402.5308
Forecast capital contributions (nominal) | 2016 AMP forecast expenditure ($f/c year) |  | Inputs |  | 2014: 0; 2015: 0; 2016: 4879.2162; 2017: 5201.7347; 2018: 5828.4352; 2019: 5678.4709
Forecast capital contributions (nominal) | 2017 AMP forecast expenditure ($f/c year) |  | Inputs |  | 2014: 0; 2015: 0; 2016: 0; 2017: 7194.9669; 2018: 6550.3113; 2019: 6022.443
Forecast capital contributions (nominal) | 2018 AMP forecast expenditure ($f/c year) |  | Inputs |  | 2014: 0; 2015: 0; 2016: 0; 2017: 0; 2018: 11776; 2019: 6416.85
Forecast capital contributions (nominal) | 2019 AMP forecast expenditure ($f/c year) |  | Inputs |  | 2014: 0; 2015: 0; 2016: 0; 2017: 0; 2018: 0; 2019: 0
Population Growth | compound average growth rate 2018-2023 |  | Inputs | 0.6986%
Population Growth | compound average growth rate 2019-2024 |  | Inputs | 0.517%
All consumer connections (# of ICPs) | Actual |  | Inputs |  | 164453 | 1190 | 1260 | 2331 | 1400 | 1031 | 2421 | 0 | 0 | 0 | 0 | 0 | 0
All consumer connections (# of ICPs) | Forecast |  | Inputs |  | 0 | 0 | 0 | 0 | 0 | 0 | 0 | 1204 | 1204 | 1204 | 1204 | 1204 | 0
Major consumer connections (# of ICPs) - Note this data has only been input where an EDB fails the relevant gate without it and it can be reasonably identified | Actual |  | Inputs |  | 0 | 0 | 0 | 0 | 0 | 0 | 0 | 0 | 0 | 0 | 0 | 0 | 0
Major consumer connections (# of ICPs) - Note this data has only been input where an EDB fails the relevant gate without it and it can be reasonably identified | Forecast |  | Inputs |  | 0 | 0 | 0 | 0 | 0 | 0 | 0 | 0 | 0 | 0 | 0 | 0 | 0
All consumer connection expenditure | Actual (nominal) |  | Inputs |  |  | 5033.3195 | 6048.2167 | 5615.1409 | 5954.8061 | 7597.1256 | 9902.4402 | 0 | 0 | 0 | 0 | 0 | 0
All consumer connection expenditure | Forecast (constant 2018) |  | Inputs |  |  | 0 | 0 | 0 | 0 | 0 | 0 | 6835 | 6774 | 6998 | 7975 | 8949 | 0
Capital contributions funding consumer connection expenditure | Actual (nominal) |  | Inputs |  |  | 3806.9323 | 4078.8631 | 3720.9146 | 3664.6387 | 6098.0712 | 7272.1864 | 0 | 0 | 0 | 0 | 0 | 0
Capital contributions funding consumer connection expenditure | Forecast (constant 2018) |  | Inputs |  |  | 0 | 0 | 0 | 0 | 0 | 0 | 5126.25 | 5080.5 | 5248.5 | 5981.25 | 6711.75 | 0
Major consumer connections expenditure - Note this data has only been input where an EDB fails the relevant gate without it and it can be reasonably identified | Actual (nominal) |  | Inputs |  |  | 0 | 0 | 0 | 0 | 0 | 0 | 0 | 0 | 0 | 0 | 0 | 0
Major consumer connections expenditure - Note this data has only been input where an EDB fails the relevant gate without it and it can be reasonably identified | Forecast (constant 2018) |  | Inputs |  |  | 0 | 0 | 0 | 0 | 0 | 0 | 0 | 0 | 0 | 0 | 0 | 0
System growth expenditure on zone substations ($000) | Actual (nominal) |  | Inputs |  |  |  | 134.3968 | 0 | 0 | 54.4387 | 160.2844 | 0 | 0 | 0 | 0 | 0 | 0
System growth expenditure on zone substations ($000) | Forecast (constant 2018) |  | Inputs |  |  |  | 0 | 0 | 0 | 0 | 0 | 600 | 2700 | 1400 | 4500 | 100 | 0
Zone substation capacity | MVA |  | Calculations - Susbtn |  |  |  | 16 | 16 | 23 | 23 | 0.2 | 2.56 | 2.56 | 2.56 | 2.56 | 2.56 | 0
Asset replacement and renewal expenditure ($000) | Forecast (constant 2018) |  | Inputs |  | 2021: 18578; 2022: 18497; 2023: 19746; 2024: 21050; 2025: 24450
Capital contributions towards asset replacement and renewal expenditure ($000) | Forecast (constant 2018) |  | Inputs |  | 2021: 0; 2022: 0; 2023: 0; 2024: 0
Total reliability and safety expenditure ($000) | Forecast (constant 2018) |  | Inputs |  | 2021: 13359; 2022: 2000; 2023: 2250; 2024: 1358; 2025: 963
Capital contributions toward quality of supply expenditure | Forecast (constant 2018) |  | Inputs |  | 2021: 0; 2022: 0; 2023: 0; 2024: 0
Capital contributions toward legislative and regulatory expenditure | Forecast (constant 2018) |  | Inputs |  | 2021: 0; 2022: 0; 2023: 0; 2024: 0
Capital contributions toward other reliability, safety and environment expenditure | Forecast (constant 2018) |  | Inputs |  | 2021: 0; 2022: 0; 2023: 0; 2024: 0
Depreciation (nominal) ($000) | Nominal |  | Inputs |  | 2021: 34958.4159; 2022: 36697.6307; 2023: 38235.1766; 2024: 39839.9487; 2025: 41507.4765
Asset relocation expenditure ($000) | Forecast (constant 2018) |  | Inputs |  | 2021: 1714; 2022: 1731; 2023: 1748; 2024: 1766; 2025: 1784
Capital contributions toward asset relocation expenditure | Forecast (constant 2018) |  | Inputs |  | 2021: 1028.4; 2022: 1038.6; 2023: 1048.8; 2024: 0
Total expenditure on assets (constant 2018) ($000) | Forecast (constant 2018) |  | Inputs |  | 2021: 47929; 2022: 39541; 2023: 40981; 2024: 42403; 2025: 43095
Total expenditure on assets (nominal) ($000) | Nominal |  | Inputs |  | 2021: 51879.891; 2022: 43656.459; 2023: 46151.2621; 2024: 48707.7184; 2025: 50492.661
Capital contributions (nominal) ($000) | Nominal |  | Inputs |  | 2021: 6276.9; 2022: 7019.85; 2023: 7760.55; 2024: 6765.75; 2025: 6765
Non-network expenditure ($000) | Forecast (constant 2018) |  | Inputs |  | 2021: 2320; 2022: 1608; 2023: 1508; 2024: 1478; 2025: 1448
Calculations
Year-end March
Note: All dollar figures are $000s. All years are YE March |  | Units | From | Value | Actual | Actual | Actual | Actual | Actual | Actual | Actual | Forecast | Forecast | Forecast | Forecast | Forecast | Forecast | Forecast
Gate 1 - Forecast Accuracy |  |  |  | AMP year | 2012 | 2013 | 2014 | 2015 | 2016 | 2017 | 2018 | 2019 | 2020 | 2021 | 2022 | 2023 | 2024 | 2025
Actual expenditure on assets |  |  |  |  | 2014: 40030.5346; 2015: 34682.788; 2016: 31775.8824; 2017: 37474.6462; 2018: 39053.4761; 2019: 0 | Actual expenditure on assets is in nominal dollars. This calculation inflates to 2018 dollars
Forecast expenditure on assets | 2014 AMP forecast expenditure | Constant $2018 |  | 2014 | 2014: 38478.4355; 2015: 42449.1419; 2016: 42444.5492; 2017: 43518.9275; 2018: 49386.533; 2019: 44612.8362 | Forecast expenditure on assets is in constant dollars for the AMP year. This calculation inflates to 2018 dollars
Forecast expenditure on assets | 2015 AMP forecast expenditure | Constant $2018 |  | 2015 | 2015: 36563.9315; 2016: 35466.3865; 2017: 35670.2721; 2018: 40834.0965; 2019: 36178.1367 | Forecast expenditure on assets is in constant dollars for the AMP year. This calculation inflates to 2018 dollars
Forecast expenditure on assets | 2016 AMP forecast expenditure | Constant $2018 |  | 2016 | 2016: 31658.7887; 2017: 38040.7772; 2018: 39082.4935; 2019: 38491.7001 | Forecast expenditure on assets is in constant dollars for the AMP year. This calculation inflates to 2018 dollars
Forecast expenditure on assets | 2017 AMP forecast expenditure | Constant $2018 |  | 2017 | 2017: 37787.4633; 2018: 38698.8319; 2019: 37788.0068 | Forecast expenditure on assets is in constant dollars for the AMP year. This calculation inflates to 2018 dollars
Forecast expenditure on assets | 2018 AMP forecast expenditure | Constant $2018 |  | 2018 | 2018: 39469; 2019: 45089 | Forecast expenditure on assets is in constant dollars for the AMP year. This calculation inflates to 2018 dollars
Forecast expenditure on assets | 2019 AMP forecast expenditure | Constant $2018 |  | 2019 | 2019: 0
Forecast capital contributions | 2014 AMP forecast expenditure | Constant $2014 |  |  | 2014: 4165.6209; 2015: 5505.5216; 2016: 5925.2039; 2017: 6272.805; 2018: 5773.6441; 2019: 5461.1319 | Forecast capital contributions are in nominal dollars as applied during each AMP year. This calculation deflates the nominal dollars into constant AMP year dollars, based on the nominal/constant difference in total expenditure on assets for that AMP
Forecast capital contributions | 2015 AMP forecast expenditure | Constant $2015 |  |  | 2015: 4878.9727; 2016: 6210.8838; 2017: 5948.1853; 2018: 5316.0561; 2019: 4969.4309 | Forecast capital contributions are in nominal dollars as applied during each AMP year. This calculation deflates the nominal dollars into constant AMP year dollars, based on the nominal/constant difference in total expenditure on assets for that AMP
Forecast capital contributions | 2016 AMP forecast expenditure | Constant $2016 |  |  | 2016: 4879.2162; 2017: 5134.98; 2018: 5602.11; 2019: 5350.95 | Forecast capital contributions are in nominal dollars as applied during each AMP year. This calculation deflates the nominal dollars into constant AMP year dollars, based on the nominal/constant difference in total expenditure on assets for that AMP
Forecast capital contributions | 2017 AMP forecast expenditure | Constant $2017 |  |  | 2017: 7194.9669; 2018: 6421.8738; 2019: 5788.5842 | Forecast capital contributions are in nominal dollars as applied during each AMP year. This calculation deflates the nominal dollars into constant AMP year dollars, based on the nominal/constant difference in total expenditure on assets for that AMP
Forecast capital contributions | 2018 AMP forecast expenditure | Constant $2018 |  |  | 2018: 11776; 2019: 6167.6759 | Forecast capital contributions are in nominal dollars as applied during each AMP year. This calculation deflates the nominal dollars into constant AMP year dollars, based on the nominal/constant difference in total expenditure on assets for that AMP
Forecast capital contributions | 2019 AMP forecast expenditure | Constant $2019 |  |  | 2019: #DIV/0!
Actual capital contributions |  |  |  |  | 2014: 5068.1555; 2015: 5155.3497; 2016: 5235.1559; 2017: 7524.9686; 2018: 11429.434; 2019: 0 | Actual capital contributions are in nominal dollars. This calculation inflates to 2018 dollars
Forecast capital contributions | 2014 AMP forecast expenditure | Constant $2018 |  | 2014 | 2014: 4676.6594; 2015: 6180.9391; 2016: 6652.1081; 2017: 7042.3529; 2018: 6481.955; 2019: 6131.1038 | Forecast capital contributions have been turned into constant dollars for the AMP year. This calculation then inflates this to 2018 dollars
Forecast capital contributions | 2015 AMP forecast expenditure | Constant $2018 |  | 2015 | 2015: 5341.7025; 2016: 6799.9341; 2017: 6512.3209; 2018: 5820.2395; 2019: 5440.7398 | Forecast capital contributions have been turned into constant dollars for the AMP year. This calculation then inflates this to 2018 dollars
Forecast capital contributions | 2016 AMP forecast expenditure | Constant $2018 |  | 2016 | 2016: 5179.7787; 2017: 5451.2977; 2018: 5947.2031; 2019: 5680.5715 | Forecast capital contributions have been turned into constant dollars for the AMP year. This calculation then inflates this to 2018 dollars
Forecast capital contributions | 2017 AMP forecast expenditure | Constant $2018 |  | 2017 | 2017: 7399.2443; 2018: 6604.2018; 2019: 5952.932 | Forecast capital contributions have been turned into constant dollars for the AMP year. This calculation then inflates this to 2018 dollars
Forecast capital contributions | 2018 AMP forecast expenditure | Constant $2018 |  | 2018 | 2018: 11776; 2019: 6167.6759 | Forecast capital contributions have been turned into constant dollars for the AMP year. This calculation then inflates this to 2018 dollars
Forecast capital contributions | 2019 AMP forecast expenditure | Constant $2018 |  | 2019 | 2019: #DIV/0!
Actual expenditure on assets net of capital contributions |  | Constant $2018 |  |  | 2014: 34962.379; 2015: 29527.4384; 2016: 26540.7265; 2017: 29949.6776; 2018: 27624.0421; 2019: 0 | Expenditure less capital contributions
Forecast expenditure on assets net of capital contributions | 2014 AMP forecast expenditure | Constant $2018 |  |  | 2014: 33801.7762; 2015: 36268.2027; 2016: 35792.4412; 2017: 36476.5746; 2018: 42904.578; 2019: 38481.7325 | Expenditure less capital contributions
Forecast expenditure on assets net of capital contributions | 2015 AMP forecast expenditure | Constant $2018 |  |  | 2015: 31222.229; 2016: 28666.4524; 2017: 29157.9512; 2018: 35013.857; 2019: 30737.3969 | Expenditure less capital contributions
Forecast expenditure on assets net of capital contributions | 2016 AMP forecast expenditure | Constant $2018 |  |  | 2016: 26479.01; 2017: 32589.4795; 2018: 33135.2904; 2019: 32811.1286 | Expenditure less capital contributions
Forecast expenditure on assets net of capital contributions | 2017 AMP forecast expenditure | Constant $2018 |  |  | 2017: 30388.219; 2018: 32094.6301; 2019: 31835.0749 | Expenditure less capital contributions
Forecast expenditure on assets net of capital contributions | 2018 AMP forecast expenditure | Constant $2018 |  |  | 2018: 27693; 2019: 38921.3241 | Expenditure less capital contributions
Forecast expenditure on assets net of capital contributions | 2019 AMP forecast expenditure | Constant $2018 |  |  | 2019: 0 | Expenditure less capital contributions
Difference between forecast and actual | 2014 AMP forecast expenditure |  |  |  | 2014: -3.32%; 2015: 22.83%; 2016: 34.86%; 2017: 21.79%; 2018: 55.32%; 2019: 0% | Difference expenditure between forecast and actual - for chartbook output only
Difference between forecast and actual | 2015 AMP forecast expenditure |  |  |  | 2015: 5.74%; 2016: 8.009%; 2017: -2.644%; 2018: 26.75%; 2019: 0% | Difference expenditure between forecast and actual - for chartbook output only
Difference between forecast and actual | 2016 AMP forecast expenditure |  |  |  | 2016: -0.2325%; 2017: 8.814%; 2018: 19.95%; 2019: 0% | Difference expenditure between forecast and actual - for chartbook output only
Difference between forecast and actual | 2017 AMP forecast expenditure |  |  |  | 2017: 1.464%; 2018: 16.18%; 2019: 0% | Difference expenditure between forecast and actual - for chartbook output only
Difference between forecast and actual | 2018 AMP forecast expenditure |  |  |  | 2018: 0.2496%; 2019: 0% | Difference expenditure between forecast and actual - for chartbook output only
Difference between forecast and actual | 2019 AMP forecast expenditure | [17 empty] | Difference expenditure between forecast and actual - for chartbook output only | bar: 2019
Average forecast expenditure |  | Constant $2018 |  | 32778.9128 | [14 empty] | Average of all forecast amounts
Average actual expenditure |  | Constant $2018 |  | 29720.8527 | [14 empty] | Average of all actual amounts
Average proportion of forecast to actual |  |  |  | 110.3% | [14 empty] | Variance between the two
Within threshold? |  |  |  | yes | [14 empty] | Threshold of 125% from cell $E$7
Pass/fail |  |  |  | pass | [14 empty] | Pass if 'yes'
Gate 2 - Consumer connections
Flag for incremental or total connections in data | [18 empty] | This row is used to recognise inconsistencies in the approach to disclosing this information (0 indicates total ICPs, 1 indicates new ICPs) | bar: 2013 to 2024
Derived series of total connections - ignoring disconnections |  | ICPs |  |  | 164453 | 165643 | 166903 | 169234 | 170634 | 171665 | 174086 | 175290 | 176494 | 177698 | 178902 | 180106 | 180106 |  | This calculation produces a series of connections reflecting the growth in connections over time. However, it does not include disconnections, so is not strictly equal to total connections.
Compound annual population growth (2018-2023) | 2018 - 2023 |  |  | 0.6986% | [14 empty] | From population growth model
Compound annual population growth (2019-2024) | 2019 - 2024 |  |  | 0.6623% | [14 empty] | From population growth model
Historic compound annual connection growth (2013 - 2018) | 2013 - 2018 |  |  | 0.9533% | [14 empty] | CAGR
Forecast compound annual connection growth (2019 - 2023) | 2019 - 2023 |  |  | 0.6822% | [14 empty] | CAGR
Forecast connections below historic or population growth? |  |  |  | yes
Pass/fail |  |  |  | pass
Gate 3 - Consumer connection costs
Actual consumer connection expenditure excluding capital contributions and major connections |  | Constant $2018 |  |  | 2013: 1394.7012; 2014: 2210.9539; 2015: 2073.8778; 2016: 2431.243; 2017: 1541.6151; 2018: 2630.2539; 2019: 0 | Capital contributions and major connection expenditure subtracted. Total is nominal, so is inflated to 2018 dollars
Forecast consumer connection expenditure excluding capital contribution and major connections |  | Constant $2018 |  |  | 2019: 1708.75; 2020: 1693.5; 2021: 1749.5; 2022: 1993.75; 2023: 2237.25; 2024: 0 | Capital contributions and major connection expenditure subtracted. Forecast amounts are already in constant 2018 dollars
Total connections excluding new major connections |  | ICPs |  |  | 164453 | 165643 | 166903 | 169234 | 170634 | 171665 | 174086 | 175290 | 176494 | 177698 | 178902 | 180106 | 180106 |  | New major connections subtracted from total. Note major connections only included where it impacts the overall result and where identifiable.
Connections added each year excluding major connections |  | ICPs |  |  |  | 1190 | 1260 | 2331 | 1400 | 1031 | 2421 | 1204 | 1204 | 1204 | 1204 | 1204 | 0 |  | Incremental connections - only counts net additions
Average historic expenditure on non-major consumer connections | 2013 - 2018 | Constant $2018 |  | 2047.1075 | [14 empty] | Average of all historic expenditure
Average historic number of non-major new connections | 2013 - 2018 | ICPs |  | 1605.5 | [14 empty] | Average of annual ICP connections
Average historic per-connection cost | 2013 - 2018 | Constant $2018 / ICP |  | 1.2751 | [14 empty] | $/new connection
Average forecast expenditure on non-major consumer connections | 2019 - 2023 | Constant $2018 |  | 1876.55 | [14 empty] | Average of all forecast expenditure
Average forecast number of non-major new connections | 2019 - 2023 | ICPs |  | 1204 | [14 empty] | Average of forecast annual ICP connections
Average forecast average per-connection cost | 2019 - 2023 | Constant $2018 / ICP |  | 1.5586 | [14 empty] | $/new connection
Within threshold? |  |  |  | yes | [14 empty] | Threshold of 150% from cell $E$9
Pass/fail |  |  |  | pass
Gate 4 - System growth
Actual system growth expenditure on zone substations |  | Constant $2018 |  |  | 2014: 150.8846; 2015: 0; 2016: 0; 2017: 55.9843; 2018: 160.2844; 2019: 0 | Input is nominal, so is inflated to 2018 dollars
Forecast system growth expenditure on zone substations |  | Constant $2018 |  |  | 2019: 600; 2020: 2700; 2021: 1400; 2022: 4500; 2023: 100; 2024: 0 | Forecast amounts are already in constant 2018 dollars
Average historic system growth expenditure on zone substations | 2014 - 2018 | Constant $2018 |  | 73.4307 | [14 empty] | Average of all historic expenditure
Average historic zone substation capacity additions | 2014 - 2018 | MVA |  | 15.64 | [14 empty] | Average of MVA additions
Average historic per-MVA expenditure on zone substation capacity | 2014 - 2018 | Constant $2018 / MVA |  | 4.6951 | [14 empty] | $/MVA
Average forecast system growth expenditure on zone substations | 2019 - 2023 | Constant $2018 |  | 1860 | [14 empty] | Average of all forecast expenditure
Average forecast zone substation capacity additions | 2019 - 2023 | MVA |  | 2.56 | [14 empty] | Average of forecast MVA additions
Average forecast per-MVA expenditure on zone substation capacity | 2019 - 2023 | Constant $2018 / MVA |  | 726.5625 | [14 empty] | $/MVA
Within threshold? |  |  |  | no | [14 empty] | Threshold of 120% from cell $E$10
Forecasting decreased system growth expenditure on zone substations? |  |  |  | no | [14 empty] | Where forecast MVA additions are zero the calculation returns an error. Therefore, additional test of whether expenditure on zone substations is forecast to increase despite no forecast capacity additions
Pass/fail |  |  |  | fail
Gate 5 - Asset replacement and renewals
Total forecast capital contributions |  | Constant $2018 |  |  | 2021: 0; 2022: 0; 2023: 0; 2024: 0 | Sum of capital contributions for ARR and TRS&E. Inputs are in constant 2018 dollars
Estimated capital contributions for 2024-2025 |  | Constant $2018 |  |  | 2024: 0; 2025: 0 | Estimate based on consistent proportion of total expenditure
Forecast capital contributions - full series |  | Constant $2018 |  |  | 2021: 0; 2022: 0; 2023: 0; 2024: 0; 2025: 0 | Sum of forecast and our estimate to get full series
ARR + TRS&E expenditure |  | Constant $2018 |  |  | 2021: 31937; 2022: 20497; 2023: 21996; 2024: 22408; 2025: 25413 | Sum of ARR and TRS&E. Inputs are in constant 2018 dollars
ARR + TRS&E expenditure net of capital contributions |  | Constant $2018 |  |  | 2021: 31937; 2022: 20497; 2023: 21996; 2024: 22408; 2025: 25413 | Net of previous two rows
CPI as an index |  |  |  |  | 2018: 1; 2019: 1.016; 2020: 1.0333; 2021: 1.055; 2022: 1.0771; 2023: 1.0994; 2024: 1.1217; 2025: 1.1442 | The CPI model output is in per cent per annum growth. This changes it to an index with 2018 as the base year
Depreciation |  | Constant $2018 |  |  | 2021: 33136.8591; 2022: 34069.9801; 2023: 34778.6743; 2024: 35516.2103; 2025: 36277.2207 | Input is nominal, so is adjusted to 2018 dollars. This is done using the same CPI series used to calculate revaluations in the Financial Model
Ratio of (ARR + RS&E) to depreciation |  |  |  |  | 2021: 0.96379; 2022: 0.60161; 2023: 0.63246; 2024: 0.63092; 2025: 0.70052
Average ratio over DPP period |  |  |  | 0.70586 | [14 empty] | Array formula to avoid errors
Within threshold? |  |  |  | yes | [14 empty] | Threshold of 125% from cell $E$11
Pass/fail |  |  |  | pass
Sliding-scale cap calculations
General
Total capital contributions |  | Constant $2018 |  |  | 2021: 5798.8854; 2022: 6358.0944; 2023: 6891.1463; 2024: 5889.9925; 2025: 5773.8624 | Input is nominal, so is adjusted to 2018 dollars based on constant/nominal proportion for total expenditure on assets
Total expenditure net of capital contributions |  | Constant $2018 |  |  | 2021: 42130.1146; 2022: 33182.9056; 2023: 34089.8537; 2024: 36513.0075; 2025: 37321.1376
Slope |  |  |  | -400% | [14 empty] | Sliding scale cap is a linear y=Ax + B relationship. This calculates the 'x'
Intercept |  |  |  | 220% | [14 empty] | Sliding scale cap is a linear y=Ax + B relationship. This calculates the 'b'
Asset relocation expenditure cap
Estiamted capital contributions for funding asset relocation for 2024-2025 |  | Constant $2018 |  |  | 2024: 1059.6; 2025: 1070.4 | Estimate based on consistent proportion of total expenditure
Forecast capital contributions for funding asset relocation - full series |  | Constant $2018 |  |  | 2021: 1028.4; 2022: 1038.6; 2023: 1048.8; 2024: 1059.6; 2025: 1070.4 | Sum of forecast and our estimate to get full series
Asset relocation expenditure net of capital contributions |  | Constant $2018 |  |  | 2021: 685.6; 2022: 692.4; 2023: 699.2; 2024: 706.4; 2025: 713.6 | Sum of forecast and our estimate to get full series
Forecast asset relocation expenditure as proportion of forecast total expenditure |  |  |  | 1.909% | [14 empty] | Sliding scale cap is a linear y=Ax + B relationship. This calculates the 'A'
Sliding-scale cap that applies |  |  |  | 200% | [14 empty] | Sliding scale cap is a linear y=Ax + B relationship. This calculates the 'y'
Sliding-scale cap for non-network expenditure
Forecast non-network expenditure as proportion of forecast total expenditure |  |  |  | 4.563% | [14 empty] | Sliding scale cap is a linear y=Ax + B relationship. This calculates the 'A'
Sliding-scale cap that applies |  |  |  | 200% | [14 empty] | Sliding scale cap is a linear y=Ax + B relationship. This calculates the 'y'
Output
Gating outcomes
Gate 1 - Forecast accuracy |  |  |  | pass
Gate 2 - Consumer connections |  |  |  | pass
Gate 3 - Consumer connection costs |  |  |  | pass
Gate 4 - System growth |  |  |  | fail
Gate 5 - Asset replacement and renewals |  |  |  | pass
Sliding-scale cap calculations |  |  |  | 200%
Sliding-scale cap for non-network expenditure |  |  |  | 200%
[7 empty] | Actual | Actual | Actual | Actual | Actual | Forecast
Difference expenditure between forecast and actual - for chartbook output only | [6 empty] | 2014 | 2015 | 2016 | 2017 | 2018 | 2019
Difference between forecast and actual | 2014 AMP forecast expenditure | [5 empty] | -3.32% | 22.83% | 34.86% | 21.79% | 55.32% | 0%
Difference between forecast and actual | 2015 AMP forecast expenditure | [6 empty] | 5.74% | 8.009% | -2.644% | 26.75% | 0%
Difference between forecast and actual | 2016 AMP forecast expenditure | [7 empty] | -0.2325% | 8.814% | 19.95% | 0%
Difference between forecast and actual | 2017 AMP forecast expenditure | [5 empty] | 2017: 1.464%; 2018: 16.18%; 2019: 0%
Difference between forecast and actual | 2018 AMP forecast expenditure | [5 empty] | 2018: 0.2496%; 2019: 0%
Difference between forecast and actual | 2019 AMP forecast expenditure | bar: 2019

## Output
Outputs
This sheet uses Excel's data table facility to display the calculated results for all EDBs.
EDB | Scenario
Active EDB | Wellington Electricity | 2018
Actual data to | 2018 | 2019
| Gate 1 - Forecast accuracy | Gate 2 - Consumer connections | Gate 3 - Consumer connection costs | Gate 4 - System growth | Gate 5 - Asset replacement and renewals | Sliding-scale cap for Asset relocation expenditure | Sliding-scale cap for non-network expenditure
Active EDB output | pass | pass | pass | fail | pass | 200% | 200%
Alpine Energy | pass | pass | pass | fail | pass | 189.1% | 200%
Aurora Energy | pass | pass | pass | fail | fail | 200% | 195.3%
Centralines | pass | pass | fail | pass | pass | 200% | 147.6%
EA Networks | pass | fail | pass | fail | pass | 200% | 194.8%
Eastland Network | fail | pass | pass | pass | pass | 200% | 200%
Electricity Invercargill | pass | fail | pass | pass | pass | 200% | 200%
Horizon Energy | pass | fail | pass | fail | pass | 200% | 200%
Nelson Electricity | pass | fail | fail | pass | pass | 200% | 200%
Network Tasman | fail | pass | pass | fail | pass | 200% | 200%
Orion NZ | pass | pass | pass | fail | pass | 200% | 200%
OtagoNet | pass | fail | pass | fail | pass | 200% | 200%
The Lines Company | fail | pass | pass | pass | pass | 200% | 200%
Top Energy | pass | pass | pass | fail | pass | 200% | 200%
Unison Networks | pass | fail | pass | pass | pass | 200% | 134.9%
Vector Lines | pass | fail | pass | fail | pass | 200% | 181.2%
Wellington Electricity | pass | pass | pass | fail | pass | 200% | 200%
Chartbook output tables
These chartbook output tables also utilise excel's data table facility and hence are produced on this page.
Gate 1 - Forecast accuracy
Average proportion of forecast to historic expenditure
Active EDB output | 110.3%
Alpine Energy | 91.18%
Aurora Energy | 98.92%
Centralines | 122.2%
EA Networks | 109.1%
Eastland Network | 142.8%
Electricity Invercargill | 93.63%
Horizon Energy | 107.3%
Nelson Electricity | 49.92%
Network Tasman | 131.6%
Orion NZ | 108.8%
OtagoNet | 100.5%
The Lines Company | 140%
Top Energy | 91.13%
Unison Networks | 101.3%
Vector Lines | 111.5%
Wellington Electricity | 110.3%
| 2014 AMP forecast expenditure | 2014 AMP forecast expenditure | 2014 AMP forecast expenditure | 2014 AMP forecast expenditure | 2014 AMP forecast expenditure | 2014 AMP forecast expenditure | 2015 AMP forecast expenditure | 2015 AMP forecast expenditure | 2015 AMP forecast expenditure | 2015 AMP forecast expenditure | 2015 AMP forecast expenditure | 2016 AMP forecast expenditure | 2016 AMP forecast expenditure | 2016 AMP forecast expenditure | 2016 AMP forecast expenditure | 2017 AMP forecast expenditure | 2017 AMP forecast expenditure | 2017 AMP forecast expenditure | 2018 AMP forecast expenditure | 2018 AMP forecast expenditure | 2019 AMP forecast expenditure
| 2014 | 2015 | 2016 | 2017 | 2018 | 2019 | 2015 | 2016 | 2017 | 2018 | 2019 | 2016 | 2017 | 2018 | 2019 | 2017 | 2018 | 2019 | 2018 | 2019 | 2019
Active EDB output | -3.32% | 22.83% | 34.86% | 21.79% | 55.32% | 0% | 5.74% | 8.009% | -2.644% | 26.75% | 0% | -0.2325% | 8.814% | 19.95% | 0% | 1.464% | 16.18% | 0% | 0.2496% | 0% | 0%
Alpine Energy | 29.73% | -7.359% | -36.46% | -53.92% | -59.8% | 0% | -39.47% | 10.92% | -19.09% | -42.59% | 0% | -22.4% | 17.39% | -20.88% | 0% | 0.4389% | 5.687% | 0% | -0.8983% | 0% | 0%
Aurora Energy | 2.468% | -1.375% | 20.28% | -31.63% | -73.33% | 0% | 2.736% | 54.81% | 30.49% | -57.76% | 0% | -6.597% | -34.58% | -59.93% | 0% | 54.41% | -11.02% | 0% | 0% | 0% | 0%
Centralines | 14.22% | 29.88% | 56.01% | 98.48% | 60.03% | 0% | -1.022% | 27.85% | 94.18% | 56.2% | 0% | -7.341% | 2.916% | -4.891% | 0% | -18.88% | 48.94% | 0% | 17.62% | 0% | 0%
EA Networks | -5.385% | 8.832% | -11.79% | 20.25% | 20.16% | 0% | -6.379% | 4.21% | 5.32% | 26.63% | 0% | -4.027% | 17.31% | 26.15% | 0% | 1.177% | 32.31% | 0% | 0.9983% | 0% | 0%
Eastland Network | 22.99% | 7.812% | 86.12% | 121.6% | 32.14% | 0% | 9.424% | 162% | 116.3% | 21.51% | 0% | 65.05% | 59.91% | 30.77% | 0% | 54.9% | 60.94% | 0% | 56.49% | 0% | 0%
Electricity Invercargill | 2.736% | 35.15% | -9.063% | -5.219% | -46.07% | 0% | 11.43% | -7.747% | 26.94% | -55.86% | 0% | -0.3907% | -11.15% | -10.43% | 0% | 0.6136% | 10.62% | 0% | 5.289% | 0% | 0%
Horizon Energy | -2.941% | 30.91% | 54.45% | -1.438% | 34.29% | 0% | 0.3081% | 27.94% | -22.95% | 9.658% | 0% | 5.775% | -5.247% | 30% | 0% | 3.293% | 25% | 0% | -1.758% | 0% | 0%
Nelson Electricity | -21.43% | -27.65% | 106.7% | 61.98% | 89.42% | 0% | -11.98% | 88.26% | 46% | 67.83% | 0% | 42.73% | 50.85% | 19.7% | 0% | 6.926% | 26.49% | 0% | 4.367% | 0% | 0%
Network Tasman | 0.3729% | 11.83% | 45.41% | 165.9% | 272.2% | 0% | 2.313% | 42.25% | 57.51% | 93.65% | 0% | 10.86% | 34.93% | 21.71% | 0% | -1.723% | 62.73% | 0% | -6.6% | 0% | 0%
Orion NZ | 0% | 7.059% | 30.41% | 26.12% | 1.826% | 0% | 4.405% | 30.89% | 29.9% | 32.32% | 0% | 26.91% | 14.48% | 8.297% | 0% | 10.9% | 6.215% | 0% | 3.283% | 0% | 0%
OtagoNet | -2.822% | -9.617% | 13.76% | -19.75% | -8.481% | 0% | 6.64% | 5.095% | -19.25% | -13.57% | 0% | 0.3571% | 1.425% | -0.8249% | 0% | -5.989% | 5.034% | 0% | 0.4887% | 0% | 0%
The Lines Company | 13.94% | 26.34% | 64.25% | 14.71% | -8.997% | 0% | 23.21% | 67.6% | 79.4% | 10.74% | 0% | 62.51% | 46.66% | 11.89% | 0% | 42.08% | 54.2% | 0% | 49.94% | 0% | 0%
Top Energy | -6.702% | 3.448% | 10.84% | 39.36% | -10.05% | 0% | 0.9653% | 4.356% | 36.33% | -6.302% | 0% | -5.736% | 1.658% | -16.41% | 0% | 14.18% | -12.4% | 0% | -90.59% | 0% | 0%
Unison Networks | 3.763% | 17.21% | 3.858% | -1.577% | 9.579% | 0% | -1.658% | 13.7% | 5.716% | 3.069% | 0% | -3.029% | -4.552% | 7.528% | 0% | 3.686% | -0.1457% | 0% | 17.54% | 0% | 0%
Vector Lines | 6.102% | 25.69% | 34.8% | 18.1% | 1.836% | 0% | 6.114% | 37.89% | 17.61% | -5.499% | 0% | 6.854% | 10.72% | -4.736% | 0% | 9.608% | 8.443% | 0% | -2.94% | 0% | 0%
Wellington Electricity | -3.32% | 22.83% | 34.86% | 21.79% | 55.32% | 0% | 5.74% | 8.009% | -2.644% | 26.75% | 0% | -0.2325% | 8.814% | 19.95% | 0% | 1.464% | 16.18% | 0% | 0.2496% | 0% | 0%
Gate 2 - Residential connections versus forecast population and historic connection growth
| Compound annual population growth (2018-2023) | Historic compound annual connection growth (2013 - 2018) | Forecast compound annual connection growth (2019 - 2023)
Active EDB output | 0.6986% | 0.9533% | 0.6822%
Alpine Energy | 0.4524% | 1.056% | 0.8847%
Aurora Energy | 0.9642% | 1.363% | 1.187%
Centralines | 0.0721% | 0.7361% | 0.2641%
EA Networks | 0.9036% | 1.504% | 1.81%
Eastland Network | 0.2285% | -0.07314% | 0.1562%
Electricity Invercargill | 0.1022% | 0.3174% | 0.3587%
Horizon Energy | -0.02334% | 0.4852% | 0.6807%
Nelson Electricity | 0.6267% | 0.5899% | 0.6293%
Network Tasman | 0.7211% | 1.632% | 1.591%
Orion NZ | 1.369% | 2.531% | 1.541%
OtagoNet | 0.6655% | 1.387% | 2.122%
The Lines Company | -0.005816% | 0.5663% | 0.5124%
Top Energy | 0.3787% | 1.109% | 0.9589%
Unison Networks | 0.4756% | 0.748% | 0.8042%
Vector Lines | 1.764% | 1.408% | 1.956%
Wellington Electricity | 0.6986% | 0.9533% | 0.6822%
Gate 3 - Per-connection expenditure as a proportion of historic
Per-connection expenditure as a proportion of historic
Active EDB output | 122.2%
Alpine Energy | 13.14%
Aurora Energy | 102.9%
Centralines | 203.9%
EA Networks | 73.32%
Eastland Network | 27.27%
Electricity Invercargill | 59.52%
Horizon Energy | 9.46%
Nelson Electricity | 5874%
Network Tasman | 59.93%
Orion NZ | 140.2%
OtagoNet | 106.8%
The Lines Company | 43.59%
Top Energy | 69.34%
Unison Networks | 69.45%
Vector Lines | 37.24%
Wellington Electricity | 122.2%
Gate 4 - Per-MVA expenditure
| Per-MVA expenditure historic | Per-MVA expenditure forecast
Active EDB output | 4.6951 | 726.5625
Alpine Energy | 238.9541 | #DIV/0! | #DIV/0!
Aurora Energy | 96.4488 | 502.9622 | 5.2148
Centralines | #DIV/0! | #DIV/0! | #DIV/0!
EA Networks | 72.5237 | 291.5105 | 4.0195
Eastland Network | 94.7343 | #DIV/0! | #DIV/0!
Electricity Invercargill | 269.3353 | 0 | 0
Horizon Energy | 62.3959 | 2017.5977 | 32.3354
Nelson Electricity | 68.398 | #DIV/0! | #DIV/0!
Network Tasman | 111.8687 | 2253.125 | 20.1408
Orion NZ | 86.394 | 548.9986 | 6.3546
OtagoNet | 7.5169 | #DIV/0! | #DIV/0!
The Lines Company | 11.7854 | 0 | 0
Top Energy | 91.6038 | 194.28 | 2.1209
Unison Networks | 77.5404 | 0 | 0
Vector Lines | 102.9947 | 227.6173 | 2.21
Wellington Electricity | 4.6951 | 726.5625 | 154.7506
Gate 5 - ARR and RS&E relative to depreciation
Per-connection expenditure as a proportion of historic
Active EDB output | 70.59%
Alpine Energy | 56.53%
Aurora Energy | 209.3%
Centralines | 65.39%
EA Networks | 58.57%
Eastland Network | 103.5%
Electricity Invercargill | 98%
Horizon Energy | 81.53%
Nelson Electricity | 81.09%
Network Tasman | 38.02%
Orion NZ | 72.79%
OtagoNet | 122.9%
The Lines Company | 103.6%
Top Energy | 85.55%
Unison Networks | 85.29%
Vector Lines | 76.31%
Wellington Electricity | 70.59%

## Chartbook output
Chartbook outputs
This sheet links from the chartbook tables in the 'Output' sheet.
2016 | 2017 | 2018
Figure B3 | Average AMP forecast expenditure as a proportion of average actual expenditure by distributor from 2014-2018
| Average proportion of forecast to historic expenditure | Threshold
Active EDB output | 110.3%
Alpine Energy | 91.18% | 125%
Aurora Energy | 98.92% | 125%
Centralines | 122.2% | 125%
EA Networks | 109.1% | 125%
Eastland Network | 142.8% | 125%
Electricity Invercargill | 93.63% | 125%
Horizon Energy | 107.3% | 125%
Nelson Electricity | 49.92% | 125%
Network Tasman | 131.6% | 125%
Orion NZ | 108.8% | 125%
OtagoNet | 100.5% | 125%
The Lines Company | 140% | 125%
Top Energy | 91.13% | 125%
Unison Networks | 101.3% | 125%
Vector Lines | 111.5% | 125%
Wellington Electricity | 110.3% | 125%
Figure B4 | Forecast performance of distributors that fail gating test
Eastland Network | 2014 | 2015 | 2016 | 2017 | 2018 | 2019
2014 AMP forecast expenditure | 22.99% | 7.812% | 86.12% | 121.6% | 32.14% | 0%
2015 AMP forecast expenditure |  | 9.424% | 162% | 116.3% | 21.51% | 0%
2016 AMP forecast expenditure |  |  | 65.05% | 59.91% | 30.77% | 0%
2017 AMP forecast expenditure |  |  |  | 54.9% | 60.94% | 0%
2018 AMP forecast expenditure |  |  |  |  | 56.49% | 0%
2019 AMP forecast expenditure | [5 empty] | 0%
Network Tasman | 2014 | 2015 | 2016 | 2017 | 2018 | 2019
2014 AMP forecast expenditure | 0.3729% | 11.83% | 45.41% | 165.9% | 272.2% | 0%
2015 AMP forecast expenditure |  | 2.313% | 42.25% | 57.51% | 93.65% | 0%
2016 AMP forecast expenditure |  |  | 10.86% | 34.93% | 21.71% | 0%
2017 AMP forecast expenditure |  |  |  | -1.723% | 62.73% | 0%
2018 AMP forecast expenditure |  |  |  |  | -6.6% | 0%
2019 AMP forecast expenditure | [5 empty] | 0%
The Lines Company | 2014 | 2015 | 2016 | 2017 | 2018 | 2019
2014 AMP forecast expenditure | 13.94% | 26.34% | 64.25% | 14.71% | -8.997% | 0%
2015 AMP forecast expenditure |  | 23.21% | 67.6% | 79.4% | 10.74% | 0%
2016 AMP forecast expenditure |  |  | 62.51% | 46.66% | 11.89% | 0%
2017 AMP forecast expenditure |  |  |  | 42.08% | 54.2% | 0%
2018 AMP forecast expenditure |  |  |  |  | 49.94% | 0%
2019 AMP forecast expenditure | [5 empty] | 0%
Figure B5 | Forecast residential connections versus forecast population and historic connection growth
| Compound annual population growth (2018-2023) | Historic compound annual connection growth (2013 - 2018) | Forecast compound annual connection growth (2019 - 2023) | pass/fail | EDB Forecast connections: Pass | EDB Forecast connections: Fail
Active EDB output | 0.6986% | 0.9533% | 0.6822% | For graphing
Alpine Energy | 0.4524% | 1.056% | 0.8847% | pass | 0.8847% | 0%
Aurora Energy | 0.9642% | 1.363% | 1.187% | pass | 1.187% | 0%
Centralines | 0.0721% | 0.7361% | 0.2641% | pass | 0.2641% | 0%
EA Networks | 0.9036% | 1.504% | 1.81% | fail | 0% | 1.81%
Eastland Network | 0.2285% | -0.07314% | 0.1562% | pass | 0.1562% | 0%
Electricity Invercargill | 0.1022% | 0.3174% | 0.3587% | fail | 0% | 0.3587%
Horizon Energy | -0.02334% | 0.4852% | 0.6807% | fail | 0% | 0.6807%
Nelson Electricity | 0.6267% | 0.5899% | 0.6293% | fail | 0% | 0.6293%
Network Tasman | 0.7211% | 1.632% | 1.591% | pass | 1.591% | 0%
Orion NZ | 1.369% | 2.531% | 1.541% | pass | 1.541% | 0%
OtagoNet | 0.6655% | 1.387% | 2.122% | fail | 0% | 2.122%
The Lines Company | -0.005816% | 0.5663% | 0.5124% | pass | 0.5124% | 0%
Top Energy | 0.3787% | 1.109% | 0.9589% | pass | 0.9589% | 0%
Unison Networks | 0.4756% | 0.748% | 0.8042% | fail | 0% | 0.8042%
Vector Lines | 1.764% | 1.408% | 1.956% | fail | 0% | 1.956%
Wellington Electricity | 0.6986% | 0.9533% | 0.6822% | pass | 0.6822% | 0%
Figure B6 | Per-connection expenditure – forecast versus historic
| Per-connection expenditure as a proportion of historic | Threshold
Active EDB output | 122.2%
Alpine Energy | 13.14% | 150%
Aurora Energy | 102.9% | 150%
Centralines | 203.9% | 150%
EA Networks | 73.32% | 150%
Eastland Network | 27.27% | 150%
Electricity Invercargill | 59.52% | 150%
Horizon Energy | 9.46% | 150%
Nelson Electricity | 5874% | 150%
Network Tasman | 59.93% | 150%
Orion NZ | 140.2% | 150%
OtagoNet | 106.8% | 150%
The Lines Company | 43.59% | 150%
Top Energy | 69.34% | 150%
Unison Networks | 69.45% | 150%
Vector Lines | 37.24% | 150%
Wellington Electricity | 122.2% | 150%
Figure B7 | Forecast zone substation expenditure per-MVA of new capacity relative to historic
| Per-MVA expenditure historic | Threshold
Active EDB output | 4.6951 | 72656%
Alpine Energy | #DIV/0! | 120%
Aurora Energy | 521.5% | 120%
Centralines | #DIV/0! | 120%
EA Networks | 402% | 120%
Eastland Network | #DIV/0! | 120%
Electricity Invercargill | 0% | 120%
Horizon Energy | 3234% | 120%
Nelson Electricity | #DIV/0! | 120%
Network Tasman | 2014% | 120%
Orion NZ | 635.5% | 120%
OtagoNet | #DIV/0! | 120%
The Lines Company | 0% | 120%
Top Energy | 212.1% | 120%
Unison Networks | 0% | 120%
Vector Lines | 221% | 120%
Wellington Electricity | 15475% | 120%
Figure B8 | ARR and RS&E relative to depreciation
| Per-connection expenditure as a proportion of historic | Threshold
Active EDB output | 70.59%
Alpine Energy | 56.53% | 125%
Aurora Energy | 209.3% | 125%
Centralines | 65.39% | 125%
EA Networks | 58.57% | 125%
Eastland Network | 103.5% | 125%
Electricity Invercargill | 98% | 125%
Horizon Energy | 81.53% | 125%
Nelson Electricity | 81.09% | 125%
Network Tasman | 38.02% | 125%
Orion NZ | 72.79% | 125%
OtagoNet | 122.9% | 125%
The Lines Company | 103.6% | 125%
Top Energy | 85.55% | 125%
Unison Networks | 85.29% | 125%
Vector Lines | 76.31% | 125%
Wellington Electricity | 70.59% | 125%