## Overview
Overview of the Aurora Energy CPP Model Suite
An overview of the Aurora Energy CPP Model (the CPP Model Suite) is provided on this worksheet
Overview
Aurora Energy Limited (Aurora Energy) has identified a programme of work required to renew ageing infrastructure and to support accelerating residential and commercial development in the Queenstown Lakes District. Funding this expenditure is the purpose of the proposed CPP application.
Over the forecast period, Aurora plan to make investments in the network to improve reliability and prepare for the future. The proposed expenditure has been developed to address six key aspects: safety, reliability, growth, resilience, future technology and customer service.
Under the proposed plan, Aurora Energy would invest in replacing and upgrading ageing equipment on the network. Major areas of spend would be on poles, cross arms, overhead lines and underground cables, protection systems and zone substation transformers.
The purpose of this workbook (the Supporting Model - Expenditure) is to format expenditure into CPP expenditure and asset categories for asset roll forwards, price path calculations and various output tables for the CPP proposal. The workbook also includes the Schedule E tables.
Figure 1 provides an illustrative overview of the CPP Model Suite.
Figure 1: Aurora Energy CPP Model Suite
Structure of this model > Supporting Model - Expenditure
Figure 2 provides an illustrative overview of the structure of the Supporting Model - Expenditure.
Figure 2: Model structure
Calculations
The 'Supporting Model - Expenditure' workbook takes historical and forecast capital and operating expenditure by project and re-organises the data into CPP expenditure and asset categories for asset roll forwards, price path calculations and various output tables for the CPP proposal. The workbook also includes the Schedule E tables.
Inputs
Input model | Description
Historical opex summary | Summarises historical operating expenditure from information disclosures.
Opex aggregation model | Aggregates operating expenditure forecasts from individual PoDs. Includes opex escalation inputs.
Historical capex summary | Summarises historical capital expenditure and commissioned assets.
Capex aggregation model | Aggregates capital expenditure forecasts from individual PoDs. Includes capex escalation inputs.
Definitions
Term | Definition
CPP Model Suite | Refers to the suite of workbooks used to calculate the BBAR and MAR for the CPP regulatory period. The CPP Model Suite consists of three models (described below): - CPP Financial Model - Supporting Model - Other - Supporting Model - Expenditure.
CPP Financial Model | The CPP Financial Model is used to calculate the BBAR and the MAR for the CPP regulatory period.
Supporting Model - Other | The 'Supporting Model - Other' workbook is used to calculate inputs for the CPP Financial Model, including: - RAB, RTAV + deferred tax roll forwards - Regulatory tax calculations - Cost of capital.
Supporting Model - Expenditure | The 'Supporting Model - Expenditure' workbook takes historical and forecast capital and operating expenditure by project and re-organises the data into CPP expenditure and asset categories for asset roll forwards, price path calculations and various output tables for the CPP proposal. The workbook also includes the Schedule E tables.
Shading
Colour | Interpretation
Identifies input cells (ie where values are sourced from another workbook within the CPP Model Suite or from an external source)
Spare 1 | Identifies cells where labels can be entered. These labels then flow through the rest of the model.

## Inputs >
This sheet has been deliberately left blank.

## Global inputs
Global inputs | Model: Ok
Period beginning |  |  |  | 2014-04-01 | 2015-04-01 | 2016-04-01 | 2017-04-01 | 2018-04-01 | 2019-04-01 | 2020-04-01 | 2021-04-01 | 2022-04-01 | 2023-04-01 | 2024-04-01 | 2025-04-01
Period ending |  |  |  | 2015-03-31 | 2016-03-31 | 2017-03-31 | 2018-03-31 | 2019-03-31 | 2020-03-31 | 2021-03-31 | 2022-03-31 | 2023-03-31 | 2024-03-31 | 2025-03-31 | 2026-03-31
Regulatory year |  |  |  | RY15 | RY16 | RY17 | RY18 | RY19 | RY20 | RY21 | RY22 | RY23 | RY24 | RY25 | RY26
Relevant period |  |  |  | 2015-03-31: Current period; 2020-03-31: Assessment period; 2022-03-31: CPP period | Total
General | Units | Value | IM reference
Model start date | dd/mm/yyyy | 2014-04-01
Error checks | Units | Value | IM reference
Model check | Ok/Error | 0
Inputs
Escalators
Error check 1 | Ok/Error | 0
Error check 2 | Ok/Error | 0
Error check 3 | Ok/Error | 0
Error check 4 | Ok/Error | 0
Error check 5 | Ok/Error | 0
Error check 6 | Ok/Error | 0
Works under construction
Error check 1 | Ok/Error | 0
Error check 2 | Ok/Error | 0
Error check 3 | Ok/Error | 0
Error check 4 | Ok/Error | 0
Calculations
Escalators
Error check 1 | Ok/Error | 0
Error check 2 | Ok/Error | 0
Error check 3 | Ok/Error | 0
Error check 4 | Ok/Error | 0
Error check 5 | Ok/Error | 0
Error check 6 | Ok/Error | 0
Opex summary
Error check 1 | Ok/Error | 0
Error check 2 | Ok/Error | 0
Error check 3 | Ok/Error | 0
Error check 4 | Ok/Error | 0
Capex summary
Error check 1 | Ok/Error | 0
Error check 2 | Ok/Error | 0
Error check 3 | Ok/Error | 0
Error check 4 | Ok/Error | 0
Error check 5 | Ok/Error | 0
Error check 6 | Ok/Error | 0
Error check 7 | Ok/Error | 0
Error check 8 | Ok/Error | 0
Commissioned assets allocation
Error check 1 | Ok/Error | 0
Error check 2 | Ok/Error | 0
Error check 3 | Ok/Error | 0
Error check 4 | Ok/Error | 0
Error check 5 | Ok/Error | 0
Error check 6 | Ok/Error | 0
Error check 7 | Ok/Error | 0
Error check 8 | Ok/Error | 0
Error check 9 | Ok/Error | 0
Error check 10 | Ok/Error | 0
Error check 11 | Ok/Error | 0
Error check 12 | Ok/Error | 0
Commissioned assets summary
Error check 1 | Ok/Error | 0
Error check 2 | Ok/Error | 0
Error check 3 | Ok/Error | 0
Error check 4 | Ok/Error | 0
Error check 5 | Ok/Error | 0
Error check 6 | Ok/Error | 0
Error check 7 | Ok/Error | 0
Error check 8 | Ok/Error | 0
Error check 9 | Ok/Error | 0
Error check 10 | Ok/Error | 0
Error check 11 | Ok/Error | 0
Error check 12 | Ok/Error | 0
Error check 13 | Ok/Error | 0
Error check 14 | Ok/Error | 0
Error check 15 | Ok/Error | 0
Error check 16 | Ok/Error | 0
Error check 17 | Ok/Error | 0
Error check 18 | Ok/Error | 0
Error check 19 | Ok/Error | 0
Error check 20 | Ok/Error | 0
Error check 21 | Ok/Error | 0
Error check 22 | Ok/Error | 0
Error check 23 | Ok/Error | 0
Error check 24 | Ok/Error | 0
Schedule E calculations
Error check 1 | Ok/Error | 0
Error check 2 | Ok/Error | 0
Error check 3 | Ok/Error | 0
Error check 4 | Ok/Error | 0
Error check 5 | Ok/Error | 0
Error check 6 | Ok/Error | 0
Error check 7 | Ok/Error | 0
Error check 8 | Ok/Error | 0
Error check 9 | Ok/Error | 0
Error check 10 | Ok/Error | 0
Error check 11 | Ok/Error | 0
Error check 12 | Ok/Error | 0
Error check 13 | Ok/Error | 0
Error check 14 | Ok/Error | 0
Error check 15 | Ok/Error | 0
Error check 16 | Ok/Error | 0
Error check 17 | Ok/Error | 0
Error check 18 | Ok/Error | 0
Error check 19 | Ok/Error | 0
Error check 20 | Ok/Error | 0
Error check 21 | Ok/Error | 0
Error check 22 | Ok/Error | 0
Error check 23 | Ok/Error | 0
Opex allocation | Units | Value | IM reference
Year | Year | [6 empty] | 2019 | 2020 | 2021 | 2022 | 2023 | 2024 | 2025 | 2026
Business support | % | [6 empty] | 93.58% | 97.72% | 98.58% | 99.64% | 100% | 100% | 100% | 100%
Allocate using RY19% | Yes/No | No
Mapping
Fleet-1 | Expenditure category
8.1 Arrowtown 33kV Ring Upgrade | System growth
8.2 Arrowtown Zone Substation 33kV Indoor Switchboard | System growth
8.3 Omakau New Zone Substation | System growth
8.4 Riverbank New Transformer | System growth
8.5 Lindis Crossing Second Transformer | System growth
8.7 Upper Clutha Voltage Support | System growth
8.10 Frankton Zone Substation Upgrade | System growth
8.16 Smith Street to Willowbank Inter-tie | System growth
8.17 North City to Ward Inter-tie | System growth
9 Distribution and LV Reinforcement | System growth
Install two new 24MVA transformers at Cromwell substation | System growth
Riverbank Road Switching Station | System growth
14 IT | Non-network CAPEX
15 Facilities | Non-network CAPEX
11 Asset relocations (net) | Asset relocations and undergrounding
10 Consumer connection (net) | Consumer connection
12 Future Networks | Quality of supply
13 RSE | Quality of supply
1.1 Poles | Asset replacement and renewal
1.2 Crossarms | Asset replacement and renewal
2.1 Subtransmission Conductor | Asset replacement and renewal
2.2 Distribution Conductor | Asset replacement and renewal
2.3 Low Voltage Conductor | Asset replacement and renewal
3.1 Subtransmission Cables | Asset replacement and renewal
3.2 Distribution Cables | Asset replacement and renewal
3.3 Low Voltage Cables | Asset replacement and renewal
4.1 Zone Substations | Asset replacement and renewal
5.1 Ground Mounted Switchgear | Asset replacement and renewal
5.2 Pole Mounted Fuses | Asset replacement and renewal
5.3 Pole Mounted Switches | Asset replacement and renewal
5.4 Low Voltage Enclosures | Asset replacement and renewal
5.6 Ancillary Distribution Substation Equipment | Asset replacement and renewal
6.1 Ground Mounted Distribution Transformers | Asset replacement and renewal
6.2 Pole Mounted Distribution Transformers | Asset replacement and renewal
6.4 Mobile Distribution Substations and Generators | Asset replacement and renewal
7.1 Protection | Asset replacement and renewal
7.2 DC Systems | Asset replacement and renewal
7.3 Remote Terminal Units | Asset replacement and renewal
Expenditure categories
Consumer connection
System growth
Asset relocations and undergrounding
Quality of supply
Legislative and regulatory
Environment
Non-network CAPEX
Asset replacement and renewal
Asset life category | DV rate for RTAV
SUBTRANSMISSION LINES |  | Power generation and electrical reticulation systems (POWR)
1. Subtransmission concrete or steel pole | 8% | Poles (power, excluding wooden)
2. Subtransmission wood pole | 10% | Poles (power, wooden)
SUBTRANSMISSION CABLES
10. Sub-transmission Surge Arresters (3 phase set) | 8% | Cabling
4. Subtransmission XLPE installed in or after 1985 | 8% | Cabling
ZONE SUBSTATIONS
12. Site Development and Buildings | 0% | Buildings
13. Transformers | 8% | Transformers
14. 66/50/33/22/11 kV Indoor Switchgear Cubicle | 8% | Transformers
16. 66/50/33/22/11 kV Outdoor Circuit Breakers | 8% | Switchgear
17. Outdoor Switchgear | 8% | Switchgear
19. Circuit/Transformer/Feeder/Bus Section/Coupler Protection & Controls - Digital | 8% | Circuit breakers
22. Ripple Injection Plant | 8% | Switchgear
23. DC Supplies, Batteries and Inverters | 8% | Circuit breakers
24. Zone substations other Items | 8% | Circuit breakers
DISTRIBUTION AND LV LINES
25. HV concrete or steel pole | 8% | Poles (power, excluding wooden)
26. HV wood pole | 10% | Poles (power, wooden)
27. HV pole reinforcement | 8% | Poles (power, excluding wooden)
41. LV Concrete pole | 8% | Poles (power, excluding wooden)
42. LV Wood pole | 10% | Poles (power, wooden)
DISTRIBUTION and LV CABLES
29. HV XLPE installed in or after 1985 | 8% | Cabling
30. HV PILC | 8% | Cabling
45. LV XLPE or PVC installed in or after 1985 | 8% | Cabling
46. LV PILC | 8% | Cabling
47. Link Pillars | 8% | Cabling
48. LV Overhead / Underground Customer Service Connections | 8% | Cabling
DISTRIBUTION SUBSTATIONS AND TRANSFORMERS
38. Pole Mounted Single/Two/Three Phase, 22/0 | 8% | Transformers
39. Ground Mounted, 22/0 | 8% | Transformers
40. Distribution substations | 10% | Power generation and electrical reticulation (default class)
DISTRIBUTION SWITCHGEAR
31. 22 / 11 kV Disconnector 3ph, 2ph (Excl Pole) | 8% | Switchgear
32. 22 / 11 kV Load Break Switch (Excl Pole) | 8% | Switchgear
33. 22 / 11 kV Dropout Fuse 3ph, 2ph (Excl Pole) | 8% | Switchgear
34. 22 / 11 kV Sectionaliser or Recloser (Excl Pole) | 8% | Switchgear
35. Voltage Regulator | 8% | Switchgear
36. Ring Main Unit – 3 Way | 8% | Switchgear
OTHER NETWORK ASSETS
50. SCADA and Comms (Central Facilities and / or wider Network Communications Equipment) | 10% | Power generation and electrical reticulation (default class)
51. Other network assets | 10% | Power generation and electrical reticulation (default class)
NON-NETWORK ASSETS
52. Buildings | 0% | Buildings
53. Furniture and fittings | 13% | Furniture (fitted)
54. Computer hardware | 50% | Computer equipment (default class)
55. Computer software | 50% | Software
57. Plant and equipment | 20%
59. Other non-network | 20%

## Escalators
Escalators | Model: Ok
Period beginning |  |  |  |  | 2014-04-01 | 2015-04-01 | 2016-04-01 | 2017-04-01 | 2018-04-01 | 2019-04-01 | 2020-04-01 | 2021-04-01 | 2022-04-01 | 2023-04-01 | 2024-04-01 | 2025-04-01
Period ending |  |  |  |  | 2015-03-31 | 2016-03-31 | 2017-03-31 | 2018-03-31 | 2019-03-31 | 2020-03-31 | 2021-03-31 | 2022-03-31 | 2023-03-31 | 2024-03-31 | 2025-03-31 | 2026-03-31
Regulatory year |  |  |  |  | RY15 | RY16 | RY17 | RY18 | RY19 | RY20 | RY21 | RY22 | RY23 | RY24 | RY25 | RY26
Relevant period |  |  |  |  | 2015-03-31: Current period; 2020-03-31: Assessment period; 2022-03-31: CPP period | Total
Indices | Units | Value | IM reference | IM reference
Historical CPI series
Inflation rate | % |  |  |  | 2016-03-31: 0.3343%; 2017-03-31: 1.083%; 2018-03-31: 1.583%; 2019-03-31: 1.693%; 2020-03-31: 1.6%
Index | #.## |  |  |  | 2015-03-31: 0.93943; 2016-03-31: 0.94257; 2017-03-31: 0.95278; 2018-03-31: 0.96786; 2019-03-31: 0.98425; 2020-03-31: 1
Capex indices
Cost item for escalation
Aluminium* | % | USD |  |  | 2020-03-31: -7.495%; 2021-03-31: 1.205%; 2022-03-31: 3.042%; 2023-03-31: 3.042%; 2024-03-31: 3.042%; 2025-03-31: 3.042%; 2026-03-31: 3.04%
Copper* | % | USD |  |  | 2020-03-31: 0.6631%; 2021-03-31: 4.132%; 2022-03-31: 1.178%; 2023-03-31: 1.178%; 2024-03-31: 1.178%; 2025-03-31: 1.178%; 2026-03-31: 1.18%
Steel* | % | USD |  |  | 2020-03-31: 14.01%; 2021-03-31: -1.869%; 2022-03-31: -1.698%; 2023-03-31: -1.698%; 2024-03-31: -1.698%; 2025-03-31: -1.698%; 2026-03-31: -1.7%
Other capital goods | % | NZD |  |  | 2020-03-31: 2.868%; 2021-03-31: 1.659%; 2022-03-31: 1.523%; 2023-03-31: 1.635%; 2024-03-31: 1.708%; 2025-03-31: 1.78%; 2026-03-31: 1.78%
Engineers | % | NZD |  |  | 2020-03-31: 2.532%; 2021-03-31: 1.753%; 2022-03-31: 1.812%; 2023-03-31: 2.034%; 2024-03-31: 2.141%; 2025-03-31: 2.462%; 2026-03-31: 2.462%
Professional | % | NZD |  |  | 2020-03-31: 2.532%; 2021-03-31: 1.753%; 2022-03-31: 1.812%; 2023-03-31: 2.034%; 2024-03-31: 2.141%; 2025-03-31: 2.462%; 2026-03-31: 2.462%
Project managers | % | NZD |  |  | 2020-03-31: 2.532%; 2021-03-31: 1.753%; 2022-03-31: 1.812%; 2023-03-31: 2.034%; 2024-03-31: 2.141%; 2025-03-31: 2.462%; 2026-03-31: 2.462%
IT labour costs | % | NZD |  |  | 2020-03-31: 2.532%; 2021-03-31: 1.753%; 2022-03-31: 1.812%; 2023-03-31: 2.034%; 2024-03-31: 2.141%; 2025-03-31: 2.462%; 2026-03-31: 2.462%
Capex labour | % | NZD |  |  | 2020-03-31: 2.138%; 2021-03-31: 1.79%; 2022-03-31: 1.404%; 2023-03-31: 2.488%; 2024-03-31: 2.259%; 2025-03-31: 2.427%; 2026-03-31: 2.427%
Professional advice | % | NZD |  |  | 2020-03-31: 2.531%; 2021-03-31: 2.222%; 2022-03-31: 1.776%; 2023-03-31: 2.176%; 2024-03-31: 2.44%; 2025-03-31: 1.894%; 2026-03-31: 1.74%
Maintenance labour | % | NZD |  |  | 2020-03-31: 2.986%; 2021-03-31: 2.777%; 2022-03-31: 2.33%; 2023-03-31: 2.73%; 2024-03-31: 2.996%; 2025-03-31: 2.448%; 2026-03-31: 2.322%
Vegetation control | % | NZD |  |  | 2020-03-31: 2.958%; 2021-03-31: 2.949%; 2022-03-31: 2.489%; 2023-03-31: 2.646%; 2024-03-31: 2.642%; 2025-03-31: 2.397%; 2026-03-31: 2.336%
Other costs | % | NZD |  |  | 2020-03-31: 2.144%; 2021-03-31: 1.718%; 2022-03-31: 2.064%; 2023-03-31: 1.974%; 2024-03-31: 2%; 2025-03-31: 2%; 2026-03-31: 2.004%
US/NZ dollar exchange rates | #.## | [7 empty] | 0.68137 | 0.63503 | 0.68 | 0.68 | 0.67167 | 0.66583 | 0.66 | 0.66
Annual growth rate of USD/NZD | % |  |  |  | 2020-03-31: -6.801%; 2021-03-31: 7.081%; 2022-03-31: 0%; 2023-03-31: -1.225%; 2024-03-31: -0.8685%; 2025-03-31: -0.8761%; 2026-03-31: 0%
Capex indices
Aluminium* | % |  |  |  | 2020-03-31: -0.7441%; 2021-03-31: -5.488%; 2022-03-31: 3.042%; 2023-03-31: 4.32%; 2024-03-31: 3.944%; 2025-03-31: 3.952%; 2026-03-31: 3.04%
Copper* | % |  |  |  | 2020-03-31: 8.009%; 2021-03-31: -2.754%; 2022-03-31: 1.178%; 2023-03-31: 2.433%; 2024-03-31: 2.064%; 2025-03-31: 2.072%; 2026-03-31: 1.18%
Steel* | % |  |  |  | 2020-03-31: 22.33%; 2021-03-31: -8.358%; 2022-03-31: -1.698%; 2023-03-31: -0.4786%; 2024-03-31: -0.837%; 2025-03-31: -0.8294%; 2026-03-31: -1.7%
Other capital goods | % |  |  |  | 2020-03-31: 2.868%; 2021-03-31: 1.659%; 2022-03-31: 1.523%; 2023-03-31: 1.635%; 2024-03-31: 1.708%; 2025-03-31: 1.78%; 2026-03-31: 1.78%
Engineers | % |  |  |  | 2020-03-31: 2.532%; 2021-03-31: 1.753%; 2022-03-31: 1.812%; 2023-03-31: 2.034%; 2024-03-31: 2.141%; 2025-03-31: 2.462%; 2026-03-31: 2.462%
Professional | % |  |  |  | 2020-03-31: 2.532%; 2021-03-31: 1.753%; 2022-03-31: 1.812%; 2023-03-31: 2.034%; 2024-03-31: 2.141%; 2025-03-31: 2.462%; 2026-03-31: 2.462%
Project managers | % |  |  |  | 2020-03-31: 2.532%; 2021-03-31: 1.753%; 2022-03-31: 1.812%; 2023-03-31: 2.034%; 2024-03-31: 2.141%; 2025-03-31: 2.462%; 2026-03-31: 2.462%
IT labour costs | % |  |  |  | 2020-03-31: 2.532%; 2021-03-31: 1.753%; 2022-03-31: 1.812%; 2023-03-31: 2.034%; 2024-03-31: 2.141%; 2025-03-31: 2.462%; 2026-03-31: 2.462%
Capex labour | % |  |  |  | 2020-03-31: 2.138%; 2021-03-31: 1.79%; 2022-03-31: 1.404%; 2023-03-31: 2.488%; 2024-03-31: 2.259%; 2025-03-31: 2.427%; 2026-03-31: 2.427%
Professional advice | % |  |  |  | 2020-03-31: 2.531%; 2021-03-31: 2.222%; 2022-03-31: 1.776%; 2023-03-31: 2.176%; 2024-03-31: 2.44%; 2025-03-31: 1.894%; 2026-03-31: 1.74%
Maintenance labour | % |  |  |  | 2020-03-31: 2.986%; 2021-03-31: 2.777%; 2022-03-31: 2.33%; 2023-03-31: 2.73%; 2024-03-31: 2.996%; 2025-03-31: 2.448%; 2026-03-31: 2.322%
Vegetation control | % |  |  |  | 2020-03-31: 2.958%; 2021-03-31: 2.949%; 2022-03-31: 2.489%; 2023-03-31: 2.646%; 2024-03-31: 2.642%; 2025-03-31: 2.397%; 2026-03-31: 2.336%
Other costs | % |  |  |  | 2020-03-31: 2.144%; 2021-03-31: 1.718%; 2022-03-31: 2.064%; 2023-03-31: 1.974%; 2024-03-31: 2%; 2025-03-31: 2%; 2026-03-31: 2.004%
Opex indices
Opex
LCI - All sectors | % |  |  |  | 2020-03-31: 2.532%; 2021-03-31: 1.753%; 2022-03-31: 1.812%; 2023-03-31: 2.034%; 2024-03-31: 2.141%; 2025-03-31: 2.462%; 2026-03-31: 2.462%
LCI - Electricity, gas, and water | % |  |  |  | 2020-03-31: 2.027%; 2021-03-31: 2.472%; 2022-03-31: 2.026%; 2023-03-31: 2.426%; 2024-03-31: 2.69%; 2025-03-31: 2.144%; 2026-03-31: 2.002%
LCI - Professional and technical | % |  |  |  | 2020-03-31: 2.109%; 2021-03-31: 2.464%; 2022-03-31: 2.017%; 2023-03-31: 2.417%; 2024-03-31: 2.682%; 2025-03-31: 2.135%; 2026-03-31: 1.993%
PPI - Inputs | % |  |  |  | 2020-03-31: 1.216%; 2021-03-31: 0.9265%; 2022-03-31: 1.504%; 2023-03-31: 0.7449%; 2024-03-31: 1.531%; 2025-03-31: 1.647%; 2026-03-31: 1.647%
PPI-O Heavy and civil engineering | % |  |  |  | 2020-03-31: 3.769%; 2021-03-31: 3.935%; 2022-03-31: 3.458%; 2023-03-31: 3.358%; 2024-03-31: 3.067%; 2025-03-31: 3.141%; 2026-03-31: 3.15%
PPI-O Professional services | % |  |  |  | 2020-03-31: 2.84%; 2021-03-31: 2.823%; 2022-03-31: 2.35%; 2023-03-31: 2.25%; 2024-03-31: 1.962%; 2025-03-31: 2.036%; 2026-03-31: 2.044%
Capex escalators | Units | Value | IM reference | IM reference
Index weightings
Labour
Capex labour | % | 85%
Project managers | % | 3.75%
Professional | % | 3.75%
IT labour costs | % | 3.75%
Engineers | % | 3.75%
Total | % | 100%
Error check 1 | Ok/Error | 0
Cables
Aluminium* | % | 95%
Copper* | % | 5%
%
%
%
Total | % | 100%
Error check 2 | Ok/Error | 0
Conductor
Aluminium* | % | 100%
%
%
%
%
Total | % | 100%
Error check 3 | Ok/Error | 0
Transformers
Steel* | % | 45%
Copper* | % | 50%
Other capital goods | % | 5%
%
%
Total | % | 100%
Error check 4 | Ok/Error | 0
Switchgear
Copper* | % | 75%
Steel* | % | 25%
%
%
%
Total | % | 100%
Error check 5 | Ok/Error | 0
Other
Other capital goods | % | 100%
%
%
%
%
Total | % | 100%
Error check 6 | Ok/Error | 0
Interest during construction | Units | Value |  | IM reference
Specific date commissioning
Year one months to compound | #.## | 6
Interest rate
Year | text | [7 empty] | 2019 | 2020 | 2021 | 2022 | 2023 | 2024 | 2025 | 2026 | 2027
Current | % | [7 empty] | 2019: 3.73%
Forecast | % | [8 empty] | 3.5% | 3.5% | 3.5% | 3.5% | 3.5% | 3.5% | 3.5% | 3.5%
Interest rate | % | [7 empty] | 3.73% | 3.5% | 3.5% | 3.5% | 3.5% | 3.5% | 3.5% | 3.5% | 3.5%
Source: Aurora Energy's incremental borrowing rate

## Historical opex
Historical opex | Model: Ok
Period beginning |  |  |  | 2014-04-01 | 2015-04-01 | 2016-04-01 | 2017-04-01 | 2018-04-01 | 2019-04-01 | 2020-04-01 | 2021-04-01 | 2022-04-01 | 2023-04-01 | 2024-04-01 | 2025-04-01
Period ending |  |  |  | 2015-03-31 | 2016-03-31 | 2017-03-31 | 2018-03-31 | 2019-03-31 | 2020-03-31 | 2021-03-31 | 2022-03-31 | 2023-03-31 | 2024-03-31 | 2025-03-31 | 2026-03-31
Regulatory year |  |  |  | RY15 | RY16 | RY17 | RY18 | RY19 | RY20 | RY21 | RY22 | RY23 | RY24 | RY25 | RY26
Relevant period |  |  |  | 2015-03-31: Current period; 2020-03-31: Assessment period; 2022-03-31: CPP period | Total
By expenditure category | Units | Value | IM reference
Real (RY20)
Historical CPI series | #.## |  |  | 2015-03-31: 0.93943; 2016-03-31: 0.94257; 2017-03-31: 0.95278; 2018-03-31: 0.96786; 2019-03-31: 0.98425
Service interruptions and emergencies | Real (RY20) $ |  |  | 2015-03-31: 4380301.4984; 2016-03-31: 4408143.5776; 2017-03-31: 5912168.9776; 2018-03-31: 4392147.1058; 2019-03-31: 4873744.9628
Vegetation management | Real (RY20) $ |  |  | 2015-03-31: 3852323.4806; 2016-03-31: 5566673.7308; 2017-03-31: 3882320.7968; 2018-03-31: 5700182.4472; 2019-03-31: 5754615.691
Routine and corrective maintenance and inspection | Real (RY20) $ |  |  | 2015-03-31: 4299401.6408; 2016-03-31: 5414961.4489; 2017-03-31: 6748667.9435; 2018-03-31: 5975014.5173; 2019-03-31: 6029951.2934
Asset replacement and renewal | Real (RY20) $ |  |  | 2015-03-31: 619522.5934; 2016-03-31: 948466.9936; 2017-03-31: 292827.1161; 2018-03-31: 657117.2805; 2019-03-31: 357631.4836
Total network opex | Real (RY20) $ |  |  | 2015-03-31: 13151549.2132; 2016-03-31: 16338245.7509; 2017-03-31: 16835984.834; 2018-03-31: 16724461.3508; 2019-03-31: 17015943.4308
System operations and network support | Real (RY20) $ |  |  | 2015-03-31: 4105667.7714; 2016-03-31: 3971042.4575; 2017-03-31: 4058646.8021; 2018-03-31: 11037258.6913; 2019-03-31: 13038186.8543
Business support | Real (RY20) $ |  |  | 2015-03-31: 5928174.0065; 2016-03-31: 6384257.2232; 2017-03-31: 7918732.189; 2018-03-31: 9719496.5294; 2019-03-31: 13377182.7149
Total non-network opex | Real (RY20) $ |  |  | 2015-03-31: 10033841.7779; 2016-03-31: 10355299.6807; 2017-03-31: 11977378.9912; 2018-03-31: 20756755.2207; 2019-03-31: 26415369.5691
Total operating expenditure | Real (RY20) $ |  |  | 2015-03-31: 23185390.9911; 2016-03-31: 26693545.4317; 2017-03-31: 28813363.8251; 2018-03-31: 37481216.5715; 2019-03-31: 43431313
Nominal
Service interruptions and emergencies | Nominal $ |  |  | 2015-03-31: 4115000; 2016-03-31: 4155000; 2017-03-31: 5633000; 2018-03-31: 4251000; 2019-03-31: 4797000
Vegetation management | Nominal $ |  |  | 2015-03-31: 3619000; 2016-03-31: 5247000; 2017-03-31: 3699000; 2018-03-31: 5517000; 2019-03-31: 5664000
Routine and corrective maintenance and inspection | Nominal $ |  |  | 2015-03-31: 4039000; 2016-03-31: 5104000; 2017-03-31: 6430000; 2018-03-31: 5783000; 2019-03-31: 5935000
Asset replacement and renewal | Nominal $ |  |  | 2015-03-31: 582000; 2016-03-31: 894000; 2017-03-31: 279000; 2018-03-31: 636000; 2019-03-31: 352000
Total network opex | Nominal $ |  |  | 2015-03-31: 12355000; 2016-03-31: 15400000; 2017-03-31: 16041000; 2018-03-31: 16187000; 2019-03-31: 16748000
System operations and network support | Nominal $ |  |  | 2015-03-31: 3857000; 2016-03-31: 3743000; 2017-03-31: 3867000; 2018-03-31: 10682562.6661; 2019-03-31: 12832879.6063
Business support | Nominal $ |  |  | 2015-03-31: 5569122.5926; 2016-03-31: 6017632.66; 2017-03-31: 7544814.5325; 2018-03-31: 9407148.4289; 2019-03-31: 13166537.4312
Total non-network opex | Nominal $ |  |  | 2015-03-31: 9426122.5926; 2016-03-31: 9760632.66; 2017-03-31: 11411814.5325; 2018-03-31: 20089711.095; 2019-03-31: 25999417.0375
Total operating expenditure | Nominal $ |  |  | 2015-03-31: 21781122.5926; 2016-03-31: 25160632.66; 2017-03-31: 27452814.5325; 2018-03-31: 36276711.095; 2019-03-31: 42747417.0375
Source: Aurora Information Disclosures
By portfolio | Units | Value | IM reference
Real (RY20)
Network opex
Service interruptions and emergencies
Reactive Maintenance | Real (RY20) $ |  |  | 2015-03-31: 4380301.4984; 2016-03-31: 4408143.5776; 2017-03-31: 5912168.9776; 2018-03-31: 4392147.1058; 2019-03-31: 4873744.9628
Vegetation management
Vegetation | Real (RY20) $ |  |  | 2015-03-31: 3852323.4806; 2016-03-31: 5566673.7308; 2017-03-31: 3882320.7968; 2018-03-31: 5700182.4472; 2019-03-31: 5754615.691
Routine and corrective maintenance and inspection
Preventive Maintenance | Real (RY20) $ |  |  | 2015-03-31: 3499334.7809; 2016-03-31: 4526958.6223; 2017-03-31: 5009336.879; 2018-03-31: 4718114.8492; 2019-03-31: 4544142.0752
Corrective Maintenance | Real (RY20) $ |  |  | 2015-03-31: 800066.8599; 2016-03-31: 888002.8266; 2017-03-31: 1739331.0645; 2018-03-31: 1256899.6681; 2019-03-31: 1485809.2182
Asset replacement and renewal
Preventive Maintenance | Real (RY20) $ |  |  | 2015-03-31: 0; 2016-03-31: 0; 2017-03-31: 0; 2018-03-31: 0; 2019-03-31: 0
Corrective Maintenance | Real (RY20) $ |  |  | 2015-03-31: 619522.5934; 2016-03-31: 948466.9936; 2017-03-31: 292827.1161; 2018-03-31: 657117.2805; 2019-03-31: 357631.4836
Non-network opex
Business support
People Costs | Real (RY20) $ |  |  | 2015-03-31: 522533.2764; 2016-03-31: 163388.8761; 2017-03-31: 159561.2017; 2018-03-31: 3674627.4934; 2019-03-31: 7660089.9359
IT Opex | Real (RY20) $ |  |  | 2015-03-31: 0; 2016-03-31: 56568.0886; 2017-03-31: 862937.5601; 2018-03-31: 869691.4362; 2019-03-31: 1656749.9174
Premises and Plant | Real (RY20) $ |  |  | 2015-03-31: 619038.0135; 2016-03-31: 561071.923; 2017-03-31: 732331.0322; 2018-03-31: 780662.7452; 2019-03-31: 753428.8663
Administration and Governance | Real (RY20) $ |  |  | 2015-03-31: 4786684.7416; 2016-03-31: 5603092.0307; 2017-03-31: 6164482.8954; 2018-03-31: 4394977.1684; 2019-03-31: 3306776.6413
System operations and network support
SONS | Real (RY20) $ |  |  | 2015-03-31: 4105547.3157; 2016-03-31: 3971387.8668; 2017-03-31: 4058161.9056; 2018-03-31: 11037005.1752; 2019-03-31: 13038186.8543
Total | Real (RY20) $ |  |  | 2015-03-31: 23185352.5604; 2016-03-31: 26693754.5361; 2017-03-31: 28813459.4289; 2018-03-31: 37481425.3692; 2019-03-31: 43431175.646
Service interruptions and emergencies check | 0 |  |  | 2015-03-31: 0; 2016-03-31: 0; 2017-03-31: 0; 2018-03-31: 0; 2019-03-31: 0
Vegetation management check | 0 |  |  | 2015-03-31: 0; 2016-03-31: 0; 2017-03-31: 0; 2018-03-31: 0; 2019-03-31: 0
Preventative and corrective maintenance check | 0 |  |  | 2015-03-31: 0; 2016-03-31: 0; 2017-03-31: 0; 2018-03-31: 0; 2019-03-31: 0
Nominal
Network opex
Service interruptions and emergencies
Reactive Maintenance | Nominal $ |  |  | 2015-03-31: 4115000; 2016-03-31: 4155000; 2017-03-31: 5633000; 2018-03-31: 4251000; 2019-03-31: 4797000
Vegetation management
Vegetation | Nominal $ |  |  | 2015-03-31: 3619000; 2016-03-31: 5247000; 2017-03-31: 3699000; 2018-03-31: 5517000; 2019-03-31: 5664000
Routine and corrective maintenance and inspection
Preventive Maintenance | Nominal $ |  |  | 2015-03-31: 3287390.749; 2016-03-31: 4266991.9309; 2017-03-31: 4772799.0771; 2018-03-31: 4566492.3648; 2019-03-31: 4472587.2406
Corrective Maintenance | Nominal $ |  |  | 2015-03-31: 751609.251; 2016-03-31: 837008.0691; 2017-03-31: 1657200.9229; 2018-03-31: 1216507.6352; 2019-03-31: 1462412.7594
Asset replacement and renewal
Preventive Maintenance | Nominal $ |  |  | 2015-03-31: 0; 2016-03-31: 0; 2017-03-31: 0; 2018-03-31: 0; 2019-03-31: 0
Corrective Maintenance | Nominal $ |  |  | 2015-03-31: 582000; 2016-03-31: 894000; 2017-03-31: 279000; 2018-03-31: 636000; 2019-03-31: 352000
Non-network opex
Business support
People Costs | Nominal $ |  |  | 2015-03-31: 490885.03; 2016-03-31: 154006.05; 2017-03-31: 152026.82; 2018-03-31: 3556538.7721; 2019-03-31: 7539469.4845
IT Opex | Nominal $ |  |  | 2015-03-31: 0; 2016-03-31: 53319.59; 2017-03-31: 822190.18; 2018-03-31: 841742.821; 2019-03-31: 1630661.722
Premises and Plant | Nominal $ |  |  | 2015-03-31: 581544.7696; 2016-03-31: 528851.6127; 2017-03-31: 697750.8119; 2018-03-31: 755575.1777; 2019-03-31: 741564.9156
Administration and Governance | Nominal $ |  |  | 2015-03-31: 4496769.85; 2016-03-31: 5281326.93; 2017-03-31: 5873399.81; 2018-03-31: 4253739.115; 2019-03-31: 3254706.118
System operations and network support
SONS | Nominal $ |  |  | 2015-03-31: 3856886.84; 2016-03-31: 3743325.5737; 2017-03-31: 3866538; 2018-03-31: 10682317.297; 2019-03-31: 12832879.6063
Total | Nominal $ |  |  | 2015-03-31: 21781086.4896; 2016-03-31: 25160829.7563; 2017-03-31: 27452905.6219; 2018-03-31: 36276913.1827; 2019-03-31: 42747281.8464
Error check |  |  |  | 2015-03-31: 0; 2016-03-31: 0; 2017-03-31: 0; 2018-03-31: 0; 2019-03-31: 0

## Historical capex
Historical capex | Model: Ok
Period beginning |  |  |  | 2014-04-01 | 2015-04-01 | 2016-04-01 | 2017-04-01 | 2018-04-01 | 2019-04-01 | 2020-04-01 | 2021-04-01 | 2022-04-01 | 2023-04-01 | 2024-04-01 | 2025-04-01
Period ending |  |  |  | 2015-03-31 | 2016-03-31 | 2017-03-31 | 2018-03-31 | 2019-03-31 | 2020-03-31 | 2021-03-31 | 2022-03-31 | 2023-03-31 | 2024-03-31 | 2025-03-31 | 2026-03-31
Regulatory year |  |  |  | RY15 | RY16 | RY17 | RY18 | RY19 | RY20 | RY21 | RY22 | RY23 | RY24 | RY25 | RY26
Relevant period |  |  |  | 2015-03-31: Current period; 2020-03-31: Assessment period; 2022-03-31: CPP period | Total
Commissioned assets | Units | Value | IM reference
Historical commissioned assets by expenditure category
Consumer connection | Nominal $ |  |  | 2015-03-31: 7638652.3023; 2016-03-31: 9657395.8519; 2017-03-31: 5465076.9234; 2018-03-31: 8127880.01; 2019-03-31: 9566150.1618
System growth | Nominal $ |  |  | 2015-03-31: 5140759.3923; 2016-03-31: 8213286.5568; 2017-03-31: 250197.14; 2018-03-31: 1070919.82; 2019-03-31: 12409917.07
Asset replacement and renewal | Nominal $ |  |  | 2015-03-31: 5589660.6272; 2016-03-31: 5040097.0014; 2017-03-31: 13289085.3732; 2018-03-31: 42947534.743; 2019-03-31: 41531119.81
Asset relocations | Nominal $ |  |  | 2015-03-31: 1915008.5228; 2016-03-31: 1871370.1415; 2017-03-31: 1525422.4617; 2018-03-31: 827098.32; 2019-03-31: 1204668.48
Reliability, safety and environment (RSE)
Quality of supply | Nominal $ |  |  | 2015-03-31: 1148755.2892; 2016-03-31: 1534965.1897; 2017-03-31: 960142.64; 2018-03-31: 0; 2019-03-31: 0
Legislative and regulatory | Nominal $ |  |  | 2015-03-31: 0; 2016-03-31: 0; 2017-03-31: 0; 2018-03-31: 0; 2019-03-31: 0
Other reliability, safety and environment | Nominal $ |  |  | 2015-03-31: 299613.43; 2016-03-31: 229779.2925; 2017-03-31: 603377.45; 2018-03-31: 1355089.19; 2019-03-31: 1658102.63
Total reliability, safety and environment | Nominal $ |  |  | 2015-03-31: 1448368.7192; 2016-03-31: 1764744.4822; 2017-03-31: 1563520.09; 2018-03-31: 1355089.19; 2019-03-31: 1658102.63
Total historical network expenditure | Nominal $ |  |  | 2015-03-31: 21732449.5638; 2016-03-31: 26546894.0338; 2017-03-31: 22093301.9883; 2018-03-31: 54328522.083; 2019-03-31: 66369958.1518
Non-network capex | Nominal $ |  |  | 2015-03-31: 0; 2016-03-31: 0; 2017-03-31: 0; 2018-03-31: 921986.35; 2019-03-31: 509682.44
Total value of commissioned assets | Nominal $ |  |  | 2015-03-31: 21732449.5638; 2016-03-31: 26546894.0338; 2017-03-31: 22093301.9883; 2018-03-31: 55250508.433; 2019-03-31: 66879640.5918
Source: Capital expenditure RY15-RY19 (Draft 18 October 2019).xlsx
Complex commissioned assets from historical capex | Units | Value | IM reference
Complex major projects
Closing works under construction | Nominal $ |  |  | 2019-03-31: 15582562.84
Commissioned assets from RY19 WUC | Nominal $ |  |  | 2020-03-31: 11092936.89; 2021-03-31: 4489626.39
Commissioned assets from RY19 WUC (gross of cap cons) | Nominal $ |  |  | 2020-03-31: 0; 2021-03-31: 0
Source: Major Projects at 31 March 2019.xlsx
Commissioned assets by asset life category | Units | Value | IM reference
a. Subtransmission lines | Nominal $ |  |  | 2020-03-31: 130258.372; 2021-03-31: 0; 2022-03-31: 0; 2023-03-31: 0; 2024-03-31: 0; 2025-03-31: 0; 2026-03-31: 0
b. Subtransmission cables | Nominal $ |  |  | 2020-03-31: 0; 2021-03-31: 3470132.45; 2022-03-31: 0; 2023-03-31: 0; 2024-03-31: 0; 2025-03-31: 0; 2026-03-31: 0
c. Zone substations | Nominal $ |  |  | 2020-03-31: 0; 2021-03-31: 0; 2022-03-31: 0; 2023-03-31: 0; 2024-03-31: 0; 2025-03-31: 0; 2026-03-31: 0
d. Distribution and LV lines | Nominal $ |  |  | 2020-03-31: 3126200.928; 2021-03-31: 1019493.94; 2022-03-31: 0; 2023-03-31: 0; 2024-03-31: 0; 2025-03-31: 0; 2026-03-31: 0
e. Distribution and LV cables | Nominal $ |  |  | 2020-03-31: 0; 2021-03-31: 0; 2022-03-31: 0; 2023-03-31: 0; 2024-03-31: 0; 2025-03-31: 0; 2026-03-31: 0
f. Distribution substations and transformers | Nominal $ |  |  | 2020-03-31: 0; 2021-03-31: 0; 2022-03-31: 0; 2023-03-31: 0; 2024-03-31: 0; 2025-03-31: 0; 2026-03-31: 0
g. Distribution switchgear | Nominal $ |  |  | 2020-03-31: 0; 2021-03-31: 0; 2022-03-31: 0; 2023-03-31: 0; 2024-03-31: 0; 2025-03-31: 0; 2026-03-31: 0
h. Other network assets | Nominal $ |  |  | 2020-03-31: 7836477.59; 2021-03-31: 0; 2022-03-31: 0; 2023-03-31: 0; 2024-03-31: 0; 2025-03-31: 0; 2026-03-31: 0
i. Non-network assets | Nominal $ |  |  | 2020-03-31: 0; 2021-03-31: 0; 2022-03-31: 0; 2023-03-31: 0; 2024-03-31: 0; 2025-03-31: 0; 2026-03-31: 0
Total | Nominal $ |  |  | 2020-03-31: 11092936.89; 2021-03-31: 4489626.39; 2022-03-31: 0; 2023-03-31: 0; 2024-03-31: 0; 2025-03-31: 0; 2026-03-31: 0
RTAV
0% | Nominal $ |  |  | 2020-03-31: 0; 2021-03-31: 0; 2022-03-31: 0; 2023-03-31: 0; 2024-03-31: 0; 2025-03-31: 0; 2026-03-31: 0
8% | Nominal $ |  |  | 2020-03-31: 11092936.89; 2021-03-31: 4489626.39; 2022-03-31: 0; 2023-03-31: 0; 2024-03-31: 0; 2025-03-31: 0; 2026-03-31: 0
10% | Nominal $ |  |  | 2020-03-31: 0; 2021-03-31: 0; 2022-03-31: 0; 2023-03-31: 0; 2024-03-31: 0; 2025-03-31: 0; 2026-03-31: 0
13% | Nominal $ |  |  | 2020-03-31: 0; 2021-03-31: 0; 2022-03-31: 0; 2023-03-31: 0; 2024-03-31: 0; 2025-03-31: 0; 2026-03-31: 0
20% | Nominal $ |  |  | 2020-03-31: 0; 2021-03-31: 0; 2022-03-31: 0; 2023-03-31: 0; 2024-03-31: 0; 2025-03-31: 0; 2026-03-31: 0
50% | Nominal $ |  |  | 2020-03-31: 0; 2021-03-31: 0; 2022-03-31: 0; 2023-03-31: 0; 2024-03-31: 0; 2025-03-31: 0; 2026-03-31: 0
100% | Nominal $ |  |  | 2020-03-31: 0; 2021-03-31: 0; 2022-03-31: 0; 2023-03-31: 0; 2024-03-31: 0; 2025-03-31: 0; 2026-03-31: 0
Total | Nominal $ |  |  | 2020-03-31: 11092936.89; 2021-03-31: 4489626.39; 2022-03-31: 0; 2023-03-31: 0; 2024-03-31: 0; 2025-03-31: 0; 2026-03-31: 0
Commissioned assets by expenditure category
Consumer connection | Nominal $ |  |  | 2020-03-31: 0; 2021-03-31: 0; 2022-03-31: 0; 2023-03-31: 0; 2024-03-31: 0; 2025-03-31: 0; 2026-03-31: 0
System growth | Nominal $ |  |  | 2020-03-31: 0; 2021-03-31: 0; 2022-03-31: 0; 2023-03-31: 0; 2024-03-31: 0; 2025-03-31: 0; 2026-03-31: 0
Asset replacement and renewal | Nominal $ |  |  | 2020-03-31: 11092936.89; 2021-03-31: 4489626.39; 2022-03-31: 0; 2023-03-31: 0; 2024-03-31: 0; 2025-03-31: 0; 2026-03-31: 0
Asset relocations and undergrounding | Nominal $ |  |  | 2020-03-31: 0; 2021-03-31: 0; 2022-03-31: 0; 2023-03-31: 0; 2024-03-31: 0; 2025-03-31: 0; 2026-03-31: 0
Reliability, safety and environment (RSE)
Quality of supply | Nominal $ |  |  | 2020-03-31: 0; 2021-03-31: 0; 2022-03-31: 0; 2023-03-31: 0; 2024-03-31: 0; 2025-03-31: 0; 2026-03-31: 0
Legislative and regulatory | Nominal $ |  |  | 2020-03-31: 0; 2021-03-31: 0; 2022-03-31: 0; 2023-03-31: 0; 2024-03-31: 0; 2025-03-31: 0; 2026-03-31: 0
Environment | Nominal $ |  |  | 2020-03-31: 0; 2021-03-31: 0; 2022-03-31: 0; 2023-03-31: 0; 2024-03-31: 0; 2025-03-31: 0; 2026-03-31: 0
Total reliability, safety and environment | Nominal $ |  |  | 2020-03-31: 0; 2021-03-31: 0; 2022-03-31: 0; 2023-03-31: 0; 2024-03-31: 0; 2025-03-31: 0; 2026-03-31: 0
Total forecast commissioned assets | Nominal $ |  |  | 2020-03-31: 11092936.89; 2021-03-31: 4489626.39; 2022-03-31: 0; 2023-03-31: 0; 2024-03-31: 0; 2025-03-31: 0; 2026-03-31: 0
Non-network capex | Nominal $ |  |  | 2020-03-31: 0; 2021-03-31: 0; 2022-03-31: 0; 2023-03-31: 0; 2024-03-31: 0; 2025-03-31: 0; 2026-03-31: 0
Total expenditure on assets | Nominal $ |  |  | 2020-03-31: 11092936.89; 2021-03-31: 4489626.39; 2022-03-31: 0; 2023-03-31: 0; 2024-03-31: 0; 2025-03-31: 0; 2026-03-31: 0
Capital contributions
Consumer connection | Nominal $ |  |  | 2020-03-31: 0; 2021-03-31: 0; 2022-03-31: 0; 2023-03-31: 0; 2024-03-31: 0; 2025-03-31: 0; 2026-03-31: 0
System growth | Nominal $ |  |  | 2020-03-31: 0; 2021-03-31: 0; 2022-03-31: 0; 2023-03-31: 0; 2024-03-31: 0; 2025-03-31: 0; 2026-03-31: 0
Asset replacement and renewal | Nominal $ |  |  | 2020-03-31: 0; 2021-03-31: 0; 2022-03-31: 0; 2023-03-31: 0; 2024-03-31: 0; 2025-03-31: 0; 2026-03-31: 0
Asset relocations and undergrounding | Nominal $ |  |  | 2020-03-31: 0; 2021-03-31: 0; 2022-03-31: 0; 2023-03-31: 0; 2024-03-31: 0; 2025-03-31: 0; 2026-03-31: 0
Reliability, safety and environment (RSE)
Quality of supply | Nominal $ |  |  | 2020-03-31: 0; 2021-03-31: 0; 2022-03-31: 0; 2023-03-31: 0; 2024-03-31: 0; 2025-03-31: 0; 2026-03-31: 0
Legislative and regulatory | Nominal $ |  |  | 2020-03-31: 0; 2021-03-31: 0; 2022-03-31: 0; 2023-03-31: 0; 2024-03-31: 0; 2025-03-31: 0; 2026-03-31: 0
Environment | Nominal $ |  |  | 2020-03-31: 0; 2021-03-31: 0; 2022-03-31: 0; 2023-03-31: 0; 2024-03-31: 0; 2025-03-31: 0; 2026-03-31: 0
Total reliability, safety and environment | Nominal $ |  |  | 2020-03-31: 0; 2021-03-31: 0; 2022-03-31: 0; 2023-03-31: 0; 2024-03-31: 0; 2025-03-31: 0; 2026-03-31: 0
Total forecast commissioned assets | Nominal $ |  |  | 2020-03-31: 0; 2021-03-31: 0; 2022-03-31: 0; 2023-03-31: 0; 2024-03-31: 0; 2025-03-31: 0; 2026-03-31: 0
Non-network capex | Nominal $ |  |  | 2020-03-31: 0; 2021-03-31: 0; 2022-03-31: 0; 2023-03-31: 0; 2024-03-31: 0; 2025-03-31: 0; 2026-03-31: 0
Total expenditure on assets | Nominal $ |  |  | 2020-03-31: 0; 2021-03-31: 0; 2022-03-31: 0; 2023-03-31: 0; 2024-03-31: 0; 2025-03-31: 0; 2026-03-31: 0
System growth
Comissioned assets
a. Subtransmission lines | Nominal $ |  |  | 2020-03-31: 0; 2021-03-31: 0; 2022-03-31: 0; 2023-03-31: 0; 2024-03-31: 0; 2025-03-31: 0; 2026-03-31: 0
b. Subtransmission cables | Nominal $ |  |  | 2020-03-31: 0; 2021-03-31: 0; 2022-03-31: 0; 2023-03-31: 0; 2024-03-31: 0; 2025-03-31: 0; 2026-03-31: 0
c. Zone substations | Nominal $ |  |  | 2020-03-31: 0; 2021-03-31: 0; 2022-03-31: 0; 2023-03-31: 0; 2024-03-31: 0; 2025-03-31: 0; 2026-03-31: 0
d. Distribution and LV lines | Nominal $ |  |  | 2020-03-31: 0; 2021-03-31: 0; 2022-03-31: 0; 2023-03-31: 0; 2024-03-31: 0; 2025-03-31: 0; 2026-03-31: 0
e. Distribution and LV cables | Nominal $ |  |  | 2020-03-31: 0; 2021-03-31: 0; 2022-03-31: 0; 2023-03-31: 0; 2024-03-31: 0; 2025-03-31: 0; 2026-03-31: 0
f. Distribution substations and transformers | Nominal $ |  |  | 2020-03-31: 0; 2021-03-31: 0; 2022-03-31: 0; 2023-03-31: 0; 2024-03-31: 0; 2025-03-31: 0; 2026-03-31: 0
g. Distribution switchgear | Nominal $ |  |  | 2020-03-31: 0; 2021-03-31: 0; 2022-03-31: 0; 2023-03-31: 0; 2024-03-31: 0; 2025-03-31: 0; 2026-03-31: 0
h. Other network assets | Nominal $ |  |  | 2020-03-31: 0; 2021-03-31: 0; 2022-03-31: 0; 2023-03-31: 0; 2024-03-31: 0; 2025-03-31: 0; 2026-03-31: 0
i. Non-network assets | Nominal $ |  |  | 2020-03-31: 0; 2021-03-31: 0; 2022-03-31: 0; 2023-03-31: 0; 2024-03-31: 0; 2025-03-31: 0; 2026-03-31: 0
Total | Nominal $ |  |  | 2020-03-31: 0; 2021-03-31: 0; 2022-03-31: 0; 2023-03-31: 0; 2024-03-31: 0; 2025-03-31: 0; 2026-03-31: 0
Asset replacement and renewal
Comissioned assets
a. Subtransmission lines | Nominal $ |  |  | 2020-03-31: 130258.372; 2021-03-31: 0; 2022-03-31: 0; 2023-03-31: 0; 2024-03-31: 0; 2025-03-31: 0; 2026-03-31: 0
b. Subtransmission cables | Nominal $ |  |  | 2020-03-31: 0; 2021-03-31: 3470132.45; 2022-03-31: 0; 2023-03-31: 0; 2024-03-31: 0; 2025-03-31: 0; 2026-03-31: 0
c. Zone substations | Nominal $ |  |  | 2020-03-31: 0; 2021-03-31: 0; 2022-03-31: 0; 2023-03-31: 0; 2024-03-31: 0; 2025-03-31: 0; 2026-03-31: 0
d. Distribution and LV lines | Nominal $ |  |  | 2020-03-31: 3126200.928; 2021-03-31: 1019493.94; 2022-03-31: 0; 2023-03-31: 0; 2024-03-31: 0; 2025-03-31: 0; 2026-03-31: 0
e. Distribution and LV cables | Nominal $ |  |  | 2020-03-31: 0; 2021-03-31: 0; 2022-03-31: 0; 2023-03-31: 0; 2024-03-31: 0; 2025-03-31: 0; 2026-03-31: 0
f. Distribution substations and transformers | Nominal $ |  |  | 2020-03-31: 0; 2021-03-31: 0; 2022-03-31: 0; 2023-03-31: 0; 2024-03-31: 0; 2025-03-31: 0; 2026-03-31: 0
g. Distribution switchgear | Nominal $ |  |  | 2020-03-31: 0; 2021-03-31: 0; 2022-03-31: 0; 2023-03-31: 0; 2024-03-31: 0; 2025-03-31: 0; 2026-03-31: 0
h. Other network assets | Nominal $ |  |  | 2020-03-31: 7836477.59; 2021-03-31: 0; 2022-03-31: 0; 2023-03-31: 0; 2024-03-31: 0; 2025-03-31: 0; 2026-03-31: 0
i. Non-network assets | Nominal $ |  |  | 2020-03-31: 0; 2021-03-31: 0; 2022-03-31: 0; 2023-03-31: 0; 2024-03-31: 0; 2025-03-31: 0; 2026-03-31: 0
Total | Nominal $ |  |  | 2020-03-31: 11092936.89; 2021-03-31: 4489626.39; 2022-03-31: 0; 2023-03-31: 0; 2024-03-31: 0; 2025-03-31: 0; 2026-03-31: 0
Asset replacement and renewal - by project
1.1 Poles | Nominal $ |  |  | 2020-03-31: 3256459.3; 2021-03-31: 1019493.94
1.2 Crossarms | Nominal $
2.1 Subtransmission Conductor | Nominal $
2.2 Distribution Conductor | Nominal $
2.3 Low Voltage Conductor | Nominal $
3.1 Subtransmission Cables | Nominal $ |  |  | 2021-03-31: 3470132.45
3.2 Distribution Cables | Nominal $
3.3 Low Voltage Cables | Nominal $
4.1 Zone Substations | Nominal $
5.1 Ground Mounted Switchgear | Nominal $
5.2 Pole Mounted Fuses | Nominal $
5.3 Pole Mounted Switches | Nominal $
5.4 Low Voltage Enclosures | Nominal $
5.6 Ancillary Distribution Substation Equipment | Nominal $
6.1 Ground Mounted Distribution Transformers | Nominal $
6.2 Pole Mounted Distribution Transformers | Nominal $
6.4 Mobile Distribution Substations and Generators | Nominal $
7.1 Protection | Nominal $ |  |  | 2020-03-31: 7836477.59
7.2 DC Systems | Nominal $
7.3 Remote Terminal Units | Nominal $
Capex by expenditure category | Units | Value | IM reference
Real (RY20)
Historical CPI series | #.## |  |  | 2015-03-31: 0.93943; 2016-03-31: 0.94257; 2017-03-31: 0.95278; 2018-03-31: 0.96786; 2019-03-31: 0.98425
Consumer connection | Real (RY20) $ |  |  | 2015-03-31: 10910873.7883; 2016-03-31: 11195804.5854; 2017-03-31: 7898950.5413; 2018-03-31: 8776398.4923; 2019-03-31: 18045314.7009
System growth | Real (RY20) $ |  |  | 2015-03-31: 7342941.4883; 2016-03-31: 9527292.5285; 2017-03-31: 283768.9949; 2018-03-31: 6553811.3829; 2019-03-31: 8386956.9505
Asset replacement and renewal | Real (RY20) $ |  |  | 2015-03-31: 7984141.601; 2016-03-31: 5846438.9586; 2017-03-31: 19026376.0628; 2018-03-31: 52452380.3914; 2019-03-31: 40624247.1336
Asset relocations | Real (RY20) $ |  |  | 2015-03-31: 2735353.7599; 2016-03-31: 2192649.5016; 2017-03-31: 2183992.3964; 2018-03-31: 1071829.0145; 2019-03-31: 1401895.5381
Reliability, safety and environment (RSE)
Quality of supply | Real (RY20) $ |  |  | 2015-03-31: 1640855.4124; 2016-03-31: 1780537.2164; 2017-03-31: 1374664.5785; 2018-03-31: 0; 2019-03-31: 0
Legislative and regulatory | Real (RY20) $ |  |  | 2015-03-31: 0; 2016-03-31: 0; 2017-03-31: 0; 2018-03-31: 0; 2019-03-31: 0
Other reliability, safety and environment | Real (RY20) $ |  |  | 2015-03-31: 427960.8746; 2016-03-31: 266540.6255; 2017-03-31: 863873.3178; 2018-03-31: 1756047.4686; 2019-03-31: 1929565.4509
Total reliability, safety and environment | Real (RY20) $ |  |  | 2015-03-31: 2068816.287; 2016-03-31: 2047077.8419; 2017-03-31: 2238537.8962; 2018-03-31: 1756047.4686; 2019-03-31: 1929565.4509
Total historical network capex | Real (RY20) $ |  |  | 2015-03-31: 31042126.9246; 2016-03-31: 30809263.416; 2017-03-31: 31631625.8916; 2018-03-31: 70610466.7499; 2019-03-31: 70387979.774
Non-network capex | Real (RY20) $ |  |  | 2015-03-31: 0; 2016-03-31: 0; 2017-03-31: 0; 2018-03-31: 988152.8752; 2019-03-31: 653511.3263
Total expenditure on assets | Real (RY20) $ |  |  | 2015-03-31: 31042126.9246; 2016-03-31: 30809263.416; 2017-03-31: 31631625.8916; 2018-03-31: 71598619.625; 2019-03-31: 71041491.1003
Nominal
Consumer connection | Nominal $ |  |  | 2015-03-31: 10250035.4498; 2016-03-31: 10552870.4393; 2017-03-31: 7525966.962; 2018-03-31: 8494358.0194; 2019-03-31: 17761162.1618
System growth | Nominal $ |  |  | 2015-03-31: 6898201.9242; 2016-03-31: 8980174.9328; 2017-03-31: 270369.5977; 2018-03-31: 6343196.509; 2019-03-31: 8254890.8075
Asset replacement and renewal | Nominal $ |  |  | 2015-03-31: 7500566.5022; 2016-03-31: 5510699.3331; 2017-03-31: 18127962.3041; 2018-03-31: 50766757.9593; 2019-03-31: 39984552.9435
Asset relocations | Nominal $ |  |  | 2015-03-31: 2569681.7277; 2016-03-31: 2066733.653; 2017-03-31: 2080865.6206; 2018-03-31: 1037384.4571; 2019-03-31: 1379820.4353
Reliability, safety and environment (RSE)
Quality of supply | Nominal $ |  |  | 2015-03-31: 1541473.806; 2016-03-31: 1678287.4705; 2017-03-31: 1309753.7638; 2018-03-31: 0; 2019-03-31: 0
Legislative and regulatory | Nominal $ |  |  | 2015-03-31: 0; 2016-03-31: 0; 2017-03-31: 0; 2018-03-31: 0; 2019-03-31: 0
Other reliability, safety and environment | Nominal $ |  |  | 2015-03-31: 402040.59; 2016-03-31: 251234.1714; 2017-03-31: 823081.7518; 2018-03-31: 1699614.7008; 2019-03-31: 1899181.3356
Total reliability, safety and environment | Nominal $ |  |  | 2015-03-31: 1943514.3961; 2016-03-31: 1929521.6418; 2017-03-31: 2132835.5156; 2018-03-31: 1699614.7008; 2019-03-31: 1899181.3356
Total historical network capex | Nominal $ |  |  | 2015-03-31: 29162000; 2016-03-31: 29040000; 2017-03-31: 30138000; 2018-03-31: 68341311.6455; 2019-03-31: 69279607.6838
Non-network capex | Nominal $ |  |  | 2015-03-31: 0; 2016-03-31: 0; 2017-03-31: 0; 2018-03-31: 956397.3545; 2019-03-31: 643220.7381
Total expenditure on assets | Nominal $ |  |  | 2015-03-31: 29162000; 2016-03-31: 29040000; 2017-03-31: 30138000; 2018-03-31: 69297709; 2019-03-31: 69922828.4218
Source: Historical expenditure reconciliation V4 for Templates.xlsx
Cost of financing | Nominal $ |  |  | 2015-03-31: 0; 2016-03-31: 0; 2017-03-31: 0; 2018-03-31: 0; 2019-03-31: 0
Value of capital contributions | Nominal $ |  |  | 2015-03-31: 4434524.5888; 2016-03-31: 6114274.94; 2017-03-31: 3498980.281; 2018-03-31: 4750898.938; 2019-03-31: 3875286.7061
Value of vested assets | Nominal $ |  |  | 2015-03-31: 0; 2016-03-31: 0; 2017-03-31: 0; 2018-03-31: 0; 2019-03-31: 0
Capital expenditure | Nominal $ |  |  | 2015-03-31: 24727475.4112; 2016-03-31: 22925725.06; 2017-03-31: 26639019.719; 2018-03-31: 64546810.062; 2019-03-31: 66047541.7157
Source: Aurora information disclosures
System growth | Units | Value | IM reference
Real (RY20)
Historical CPI series | #.## |  |  | 2015-03-31: 0.93943; 2016-03-31: 0.94257; 2017-03-31: 0.95278; 2018-03-31: 0.96786; 2019-03-31: 0.98425
Subtransmission lines | Real (RY20) $ |  |  | 2015-03-31: 0; 2016-03-31: 262578.9496; 2017-03-31: 2099.1191; 2018-03-31: 115718.7664; 2019-03-31: 770228.4879
Subtransmission cables | Real (RY20) $ |  |  | 2015-03-31: 0; 2016-03-31: 262578.9496; 2017-03-31: 2099.1191; 2018-03-31: 115718.7664; 2019-03-31: 770228.4879
Zone substations | Real (RY20) $ |  |  | 2015-03-31: 7082995.4241; 2016-03-31: 6996800.6966; 2017-03-31: 24139.8698; 2018-03-31: 5166.0164; 2019-03-31: 5172547.0834
Distribution and LV lines | Real (RY20) $ |  |  | 2015-03-31: 133058.9763; 2016-03-31: 430735.5698; 2017-03-31: 86063.8836; 2018-03-31: 42361.3341; 2019-03-31: 21833.8085
Distribution and LV cables | Real (RY20) $ |  |  | 2015-03-31: 45772.2878; 2016-03-31: 965441.7944; 2017-03-31: 111253.3129; 2018-03-31: 403982.479; 2019-03-31: 1168911.3922
Distribution substations and transformers | Real (RY20) $ |  |  | 2015-03-31: 36192.0415; 2016-03-31: 178235.4082; 2017-03-31: 0; 2018-03-31: 154980.4907; 2019-03-31: 109167.0104
Distribution switchgear | Real (RY20) $ |  |  | 2015-03-31: 41514.4006; 2016-03-31: 246134.6113; 2017-03-31: 3148.6787; 2018-03-31: 363687.5515; 2019-03-31: 181944.0013
Other network assets | Real (RY20) $ |  |  | 2015-03-31: 3193.4154; 2016-03-31: 184600.9585; 2017-03-31: 54577.0969; 2018-03-31: 5351992.9448; 2019-03-31: 192097.8906
Non-network assets | Real (RY20) $ |  |  | 2015-03-31: 0; 2016-03-31: 0; 2017-03-31: 0; 2018-03-31: 0; 2019-03-31: 0
Total | Real (RY20) $ |  |  | 2015-03-31: 7342726.5457; 2016-03-31: 9527106.9379; 2017-03-31: 283381.0801; 2018-03-31: 6553608.3492; 2019-03-31: 8386958.1621
Capital contributions | Real (RY20) $ |  |  | 2015-03-31: 18096.0208; 2016-03-31: 23340.3511; 2017-03-31: 28338.108; 2018-03-31: 0; 2019-03-31: 0
System growth less capital contributions | Real (RY20) $ |  |  | 2015-03-31: 7324630.5249; 2016-03-31: 9503766.5868; 2017-03-31: 255042.9721; 2018-03-31: 6553608.3492; 2019-03-31: 8386958.1621
Nominal
Subtransmission lines | Nominal $ |  |  | 2015-03-31: 0; 2016-03-31: 247500; 2017-03-31: 2000; 2018-03-31: 112000; 2019-03-31: 758100
Subtransmission cables | Nominal $ |  |  | 2015-03-31: 0; 2016-03-31: 247500; 2017-03-31: 2000; 2018-03-31: 112000; 2019-03-31: 758100
Zone substations | Nominal $ |  |  | 2015-03-31: 6654000; 2016-03-31: 6595000; 2017-03-31: 23000; 2018-03-31: 5000; 2019-03-31: 5091097
Distribution and LV lines | Nominal $ |  |  | 2015-03-31: 125000; 2016-03-31: 406000; 2017-03-31: 82000; 2018-03-31: 41000; 2019-03-31: 21490
Distribution and LV cables | Nominal $ |  |  | 2015-03-31: 43000; 2016-03-31: 910000; 2017-03-31: 106000; 2018-03-31: 391000; 2019-03-31: 1150505
Distribution substations and transformers | Nominal $ |  |  | 2015-03-31: 34000; 2016-03-31: 168000; 2017-03-31: 0; 2018-03-31: 150000; 2019-03-31: 107448
Distribution switchgear | Nominal $ |  |  | 2015-03-31: 39000; 2016-03-31: 232000; 2017-03-31: 3000; 2018-03-31: 352000; 2019-03-31: 179079
Other network assets | Nominal $ |  |  | 2015-03-31: 3000; 2016-03-31: 174000; 2017-03-31: 52000; 2018-03-31: 5180000; 2019-03-31: 189073
Non-network assets | Nominal $ |  |  | 2015-03-31: 0; 2016-03-31: 0; 2017-03-31: 0; 2018-03-31: 0; 2019-03-31: 0
Total | Nominal $ |  |  | 2015-03-31: 6898000; 2016-03-31: 8980000; 2017-03-31: 270000; 2018-03-31: 6343000; 2019-03-31: 8254892
Capital contributions | Nominal $ |  |  | 2015-03-31: 17000; 2016-03-31: 22000; 2017-03-31: 27000; 2018-03-31: 0; 2019-03-31: 0
System growth less capital contributions | Nominal $ |  |  | 2015-03-31: 6881000; 2016-03-31: 8958000; 2017-03-31: 243000; 2018-03-31: 6343000; 2019-03-31: 8254892
Asset replacement and renewal | Units | Value | IM reference | 2015-03-31: -201.9242; 2016-03-31: -174.9328; 2017-03-31: -369.5977; 2018-03-31: -196.509; 2019-03-31: 1.1925
Real (RY20)
Historical CPI series | #.## |  |  | 2015-03-31: 0.93943; 2016-03-31: 0.94257; 2017-03-31: 0.95278; 2018-03-31: 0.96786; 2019-03-31: 0.98425
Subtransmission lines | Real (RY20) $ |  |  | 2015-03-31: 334244.1484; 2016-03-31: 60472.7278; 2017-03-31: 1375972.5776; 2018-03-31: 2000281.533; 2019-03-31: 2348157.0135
Subtransmission cables | Real (RY20) $ |  |  | 2015-03-31: 334244.1484; 2016-03-31: 60472.7278; 2017-03-31: 1375972.5776; 2018-03-31: 2000281.533; 2019-03-31: 2348157.0135
Zone substations | Real (RY20) $ |  |  | 2015-03-31: 1581805.1097; 2016-03-31: 406334.2937; 2017-03-31: 897373.4202; 2018-03-31: 7718028.4358; 2019-03-31: 11995617.3116
Distribution and LV lines | Real (RY20) $ |  |  | 2015-03-31: 4494199.982; 2016-03-31: 4037880.7356; 2017-03-31: 5362199.7704; 2018-03-31: 33083168.7436; 2019-03-31: 19580680.3436
Distribution and LV cables | Real (RY20) $ |  |  | 2015-03-31: 331050.7329; 2016-03-31: 361775.4416; 2017-03-31: 926761.0877; 2018-03-31: 1243976.7385; 2019-03-31: 2482488.7836
Distribution substations and transformers | Real (RY20) $ |  |  | 2015-03-31: 655714.635; 2016-03-31: 590935.2522; 2017-03-31: 417724.7032; 2018-03-31: 2992156.6734; 2019-03-31: 580654.3376
Distribution switchgear | Real (RY20) $ |  |  | 2015-03-31: 205443.0593; 2016-03-31: 155955.9822; 2017-03-31: 898422.9797; 2018-03-31: 1813271.7409; 2019-03-31: 553564.7687
Other network assets | Real (RY20) $ |  |  | 2015-03-31: 47901.2315; 2016-03-31: 172930.7829; 2017-03-31: 7771988.5104; 2018-03-31: 1601465.0704; 2019-03-31: 734927.6188
Non-network assets | Real (RY20) $ |  |  | 2015-03-31: 0; 2016-03-31: 0; 2017-03-31: 0; 2018-03-31: 0; 2019-03-31: 0
Total | Real (RY20) $ |  |  | 2015-03-31: 7984603.0472; 2016-03-31: 5846757.9437; 2017-03-31: 19026415.6269; 2018-03-31: 52452630.4687; 2019-03-31: 40624247.191
Capital contributions | Real (RY20) $ |  |  | 2015-03-31: 0; 2016-03-31: 27584.0513; 2017-03-31: 27288.5484; 2018-03-31: 0; 2019-03-31: 21770.8166
ARR less capital contributions | Real (RY20) $ |  |  | 2015-03-31: 7984603.0472; 2016-03-31: 5819173.8925; 2017-03-31: 18999127.0784; 2018-03-31: 52452630.4687; 2019-03-31: 40602476.3744
Nominal
Subtransmission lines | Nominal $ |  |  | 2015-03-31: 314000; 2016-03-31: 57000; 2017-03-31: 1311000; 2018-03-31: 1936000; 2019-03-31: 2311181.5
Subtransmission cables | Nominal $ |  |  | 2015-03-31: 314000; 2016-03-31: 57000; 2017-03-31: 1311000; 2018-03-31: 1936000; 2019-03-31: 2311181.5
Zone substations | Nominal $ |  |  | 2015-03-31: 1486000; 2016-03-31: 383000; 2017-03-31: 855000; 2018-03-31: 7470000; 2019-03-31: 11806727
Distribution and LV lines | Nominal $ |  |  | 2015-03-31: 4222000; 2016-03-31: 3806000; 2017-03-31: 5109000; 2018-03-31: 32020000; 2019-03-31: 19272351
Distribution and LV cables | Nominal $ |  |  | 2015-03-31: 311000; 2016-03-31: 341000; 2017-03-31: 883000; 2018-03-31: 1204000; 2019-03-31: 2443398
Distribution substations and transformers | Nominal $ |  |  | 2015-03-31: 616000; 2016-03-31: 557000; 2017-03-31: 398000; 2018-03-31: 2896000; 2019-03-31: 571511
Distribution switchgear | Nominal $ |  |  | 2015-03-31: 193000; 2016-03-31: 147000; 2017-03-31: 856000; 2018-03-31: 1755000; 2019-03-31: 544848
Other network assets | Nominal $ |  |  | 2015-03-31: 45000; 2016-03-31: 163000; 2017-03-31: 7405000; 2018-03-31: 1550000; 2019-03-31: 723355
Non-network assets | Nominal $ |  |  | 2015-03-31: 0; 2016-03-31: 0; 2017-03-31: 0; 2018-03-31: 0; 2019-03-31: 0
Total | Nominal $ |  |  | 2015-03-31: 7501000; 2016-03-31: 5511000; 2017-03-31: 18128000; 2018-03-31: 50767000; 2019-03-31: 39984553
Capital contributions | Nominal $ |  |  | 2015-03-31: 0; 2016-03-31: 26000; 2017-03-31: 26000; 2018-03-31: 0; 2019-03-31: 21428
ARR less capital contributions | Nominal $ |  |  | 2015-03-31: 7501000; 2016-03-31: 5485000; 2017-03-31: 18102000; 2018-03-31: 50767000; 2019-03-31: 39963125
|  |  |  | 433.4978 | 300.6669 | 37.6959 | 242.0407 | 0.056454

## Operating leases
Operating leases | Model: Ok
Period beginning |  |  |  | 2014-04-01 | 2015-04-01 | 2016-04-01 | 2017-04-01 | 2018-04-01 | 2019-04-01 | 2020-04-01 | 2021-04-01 | 2022-04-01 | 2023-04-01 | 2024-04-01 | 2025-04-01
Period ending |  |  |  | 2015-03-31 | 2016-03-31 | 2017-03-31 | 2018-03-31 | 2019-03-31 | 2020-03-31 | 2021-03-31 | 2022-03-31 | 2023-03-31 | 2024-03-31 | 2025-03-31 | 2026-03-31
Regulatory year |  |  |  | RY15 | RY16 | RY17 | RY18 | RY19 | RY20 | RY21 | RY22 | RY23 | RY24 | RY25 | RY26
Relevant period |  |  |  | 2015-03-31: Current period; 2020-03-31: Assessment period; 2022-03-31: CPP period | Total
Flags | Units | Value | IM reference
Year | Year | [7 empty] | 2020 | 2021 | 2022 | 2023 | 2024 | 2025 | 2026
Annual payment | Units | Value | IM reference
SONS | Real (RY20) $ |  | 1.1.4 (2) | [5 empty] | 656503.928 | 649168.6745 | 626510.219 | 616428.654 | 374821.9676 | 277721.3188 | 269086.4962
Premises Plant & Insurance | Real (RY20) $ |  | 1.1.4 (2) | [5 empty] | 868995.1846 | 769743.0164 | 745275.5829 | 733282.8908 | 720971.4371 | 524173.6912 | 515004.4656
Unique flag | Real (RY20) $ | [7 empty] | 0 | 0 | 0 | 0 | 0 | 0 | 0
Unique flag | Real (RY20) $ | [7 empty] | 0 | 0 | 0 | 0 | 0 | 0 | 0
Unique flag | Real (RY20) $ | [7 empty] | 0 | 0 | 0 | 0 | 0 | 0 | 0
Unique flag | Real (RY20) $ | [7 empty] | 0 | 0 | 0 | 0 | 0 | 0 | 0
Unique flag | Real (RY20) $ | [7 empty] | 0 | 0 | 0 | 0 | 0 | 0 | 0
Unique flag | Real (RY20) $ | [7 empty] | 0 | 0 | 0 | 0 | 0 | 0 | 0
Unique flag | Real (RY20) $ | [7 empty] | 0 | 0 | 0 | 0 | 0 | 0 | 0
Unique flag | Real (RY20) $ | [7 empty] | 0 | 0 | 0 | 0 | 0 | 0 | 0
Unique flag | Real (RY20) $ | [7 empty] | 0 | 0 | 0 | 0 | 0 | 0 | 0
Unique flag | Real (RY20) $ | [7 empty] | 0 | 0 | 0 | 0 | 0 | 0 | 0
Total | Real (RY20) $ | [7 empty] | 1525499.1126 | 1418911.6909 | 1371785.8019 | 1349711.5448 | 1095793.4047 | 801895.0099 | 784090.9618
Source: IFRS16 Operating Lease CPP v2.0.xlsx
Right of use asset | Units | Value | IM reference
14 IT | Real (RY20) $ |  | 1.1.4 (2) | [5 empty] | 1572901.8772 | 0 | 0 | 0 | 155726.2299 | 124872.1117 | 0
15 Facilities | Real (RY20) $ |  | 1.1.4 (2) | [5 empty] | 3348425.1664 | 142644.7809 | 459350.2946 | 253104.7368 | 305513.1073 | 0 | 0
Unique flag | Real (RY20) $ | [7 empty] | 0 | 0 | 0 | 0 | 0 | 0 | 0
Unique flag | Real (RY20) $ | [7 empty] | 0 | 0 | 0 | 0 | 0 | 0 | 0
Unique flag | Real (RY20) $ | [7 empty] | 0 | 0 | 0 | 0 | 0 | 0 | 0
Unique flag | Real (RY20) $ | [7 empty] | 0 | 0 | 0 | 0 | 0 | 0 | 0
Unique flag | Real (RY20) $ | [7 empty] | 0 | 0 | 0 | 0 | 0 | 0 | 0
Unique flag | Real (RY20) $ | [7 empty] | 0 | 0 | 0 | 0 | 0 | 0 | 0
Unique flag | Real (RY20) $ | [7 empty] | 0 | 0 | 0 | 0 | 0 | 0 | 0
Unique flag | Real (RY20) $ | [7 empty] | 0 | 0 | 0 | 0 | 0 | 0 | 0
Unique flag | Real (RY20) $ | [7 empty] | 0 | 0 | 0 | 0 | 0 | 0 | 0
Unique flag | Real (RY20) $ | [7 empty] | 0 | 0 | 0 | 0 | 0 | 0 | 0
Total | Real (RY20) $ | [7 empty] | 4921327.0436 | 142644.7809 | 459350.2946 | 253104.7368 | 461239.3372 | 124872.1117 | 0
Source: IFRS16 Operating Lease CPP v2.0.xlsx
Opening deferred tax balance | Units | Value | IM reference
Note for assets with no regulatory tax value
SONS | Nominal $ | [7 empty] | -637425.5958 | 0 | 0 | 0 | 0 | 0 | 0
Premises Plant & Insurance | Nominal $ | [7 empty] | -740545.9764 | 0 | 0 | 0 | 0 | 0 | 0
Unique flag | Nominal $ | [7 empty] | 0 | 0 | 0 | 0 | 0 | 0 | 0
Unique flag | Nominal $ | [7 empty] | 0 | 0 | 0 | 0 | 0 | 0 | 0
Unique flag | Nominal $ | [7 empty] | 0 | 0 | 0 | 0 | 0 | 0 | 0
Unique flag | Nominal $ | [7 empty] | 0 | 0 | 0 | 0 | 0 | 0 | 0
Unique flag | Nominal $ | [7 empty] | 0 | 0 | 0 | 0 | 0 | 0 | 0
Unique flag | Nominal $ | [7 empty] | 0 | 0 | 0 | 0 | 0 | 0 | 0
Unique flag | Nominal $ | [7 empty] | 0 | 0 | 0 | 0 | 0 | 0 | 0
Unique flag | Nominal $ | [7 empty] | 0 | 0 | 0 | 0 | 0 | 0 | 0
Unique flag | Nominal $ | [7 empty] | 0 | 0 | 0 | 0 | 0 | 0 | 0
Unique flag | Nominal $ | [7 empty] | 0 | 0 | 0 | 0 | 0 | 0 | 0
Total | Nominal $ | [7 empty] | -1377971.5722 | 0 | 0 | 0 | 0 | 0 | 0
Source: IFRS16 Operating Lease CPP v2.0.xlsx

## Forecast opex
Forecast opex | Model: Ok
[8 empty] | Opex | Shared assets | Gross opex | Net opex |  | Opex |  |  | Opex
Opex category | Opex description | Portfolio | Flag for premises plant & insurance | Flag for SONS | Unique flag for | Input | RY | incl operating | Allocation | incl operating | incl operating | Operating leases | excl operating | RPE index | Operating leases | excl operating
[5 empty] | operating leases |  |  | leases | rate | leases | leases | (real RY20) | leases |  | (nominal) | leases
[8 empty] | (real RY20) |  | (real RY20) | (real RY20) |  | (real RY20) |  |  | (nominal)
Non-network opex | Business support | 21 People Costs |  |  |  | Labour | 2020 | 8785221.4886 | 97.72% | 8989935.1797 | 8785221.4886 | 0 | 8785221.4886 | 1 | 0 | 8785221.4886
Non-network opex | Business support | 23 Premises and Plant |  |  |  | Labour | 2020 | 0 | 97.72% | 0 | 0 | 0 | 0 | 1 | 0 | 0
Non-network opex | Business support | 24 Administration and Governance |  |  |  | Labour | 2020 | 0 | 97.72% | 0 | 0 | 0 | 0 | 1 | 0 | 0
Non-network opex | System operations and network support | 20 SONS |  |  |  | Labour | 2020 | 14124336.7997 | 100% | 14124336.7997 | 14124336.7997 | 0 | 14124336.7997 | 1 | 0 | 14124336.7997
Non-network opex | Business support | 21 People Costs |  |  |  | Other | 2020 | 976135.721 | 97.72% | 998881.6866 | 976135.721 | 0 | 976135.721 | 1 | 0 | 976135.721
Non-network opex | Business support | 23 Premises and Plant | Premises Plant & Insurance |  | Premises Plant & Insurance | Other | 2020 | 1017004.2522 | 97.72% | 1040702.5386 | 1017004.2522 | 868995.1846 | 148009.0676 | 1 | 868995.1846 | 148009.0676
Non-network opex | Business support | 24 Administration and Governance |  |  |  | Other | 2020 | 2836888.9357 | 97.72% | 2902994.2703 | 2836888.9357 | 0 | 2836888.9357 | 1 | 0 | 2836888.9357
Non-network opex | System operations and network support | 20 SONS |  | SONS | SONS | Other | 2020 | 1569370.7555 | 100% | 1569370.7555 | 1569370.7555 | 656503.928 | 912866.8275 | 1 | 656503.928 | 912866.8275
Network opex | Routine and corrective maintenance and inspection | 16 Preventive Maintenance |  |  |  | Labour | 2020 | 2944207.8 | 100% | 2944207.8 | 2944207.8 | 0 | 2944207.8 | 1 | 0 | 2944207.8
Network opex | Routine and corrective maintenance and inspection | 16 Preventive Maintenance |  |  |  | Other | 2020 | 1962805.2 | 100% | 1962805.2 | 1962805.2 | 0 | 1962805.2 | 1 | 0 | 1962805.2
Network opex | Routine and corrective maintenance and inspection | 17 Corrective Maintenance |  |  |  | Labour | 2020 | 1601152.8 | 100% | 1601152.8 | 1601152.8 | 0 | 1601152.8 | 1 | 0 | 1601152.8
Network opex | Routine and corrective maintenance and inspection | 17 Corrective Maintenance |  |  |  | Other | 2020 | 1067435.2 | 100% | 1067435.2 | 1067435.2 | 0 | 1067435.2 | 1 | 0 | 1067435.2
Non-network opex | Business support | 22 IT Opex |  |  |  | Labour | 2020 | 2114242.83 | 97.72% | 2163509.0271 | 2114242.83 | 0 | 2114242.83 | 1 | 0 | 2114242.83
Non-network opex | Business support | 22 IT Opex |  |  |  | Other | 2020 | 234915.87 | 97.72% | 240389.8919 | 234915.87 | 0 | 234915.87 | 1 | 0 | 234915.87
Network opex | Service interruptions and emergencies | 18 Reactive Maintenance |  |  |  | Labour | 2020 | 2765660.45 | 100% | 2765660.45 | 2765660.45 | 0 | 2765660.45 | 1 | 0 | 2765660.45
Network opex | Service interruptions and emergencies | 18 Reactive Maintenance |  |  |  | Other | 2020 | 1185283.05 | 100% | 1185283.05 | 1185283.05 | 0 | 1185283.05 | 1 | 0 | 1185283.05
Network opex | Vegetation management | 19 Vegetation |  |  |  | Labour | 2020 | 3905656.3427 | 100% | 3905656.3427 | 3905656.3427 | 0 | 3905656.3427 | 1 | 0 | 3905656.3427
Network opex | Vegetation management | 19 Vegetation |  |  |  | Other | 2020 | 1673852.7183 | 100% | 1673852.7183 | 1673852.7183 | 0 | 1673852.7183 | 1 | 0 | 1673852.7183
Non-network opex | Business support | 21 People Costs |  |  |  | Labour | 2021 | 7601236.0322 | 98.58% | 7710850.3167 | 7601236.0322 | 0 | 7601236.0322 | 1.0175 | 0 | 7734478.4971
Non-network opex | Business support | 23 Premises and Plant |  |  |  | Labour | 2021 | 0 | 98.58% | 0 | 0 | 0 | 0 | 1.0175 | 0 | 0
Non-network opex | Business support | 24 Administration and Governance |  |  |  | Labour | 2021 | 0 | 98.58% | 0 | 0 | 0 | 0 | 1.0175 | 0 | 0
Non-network opex | Business support | 21 People Costs |  |  |  | Other | 2021 | 844581.7814 | 98.58% | 856761.1463 | 844581.7814 | 0 | 844581.7814 | 1.0093 | 0 | 852407.1346
Non-network opex | Business support | 23 Premises and Plant | Premises Plant & Insurance |  | Premises Plant & Insurance | Other | 2021 | 1007463.8903 | 98.58% | 1021992.1109 | 1007463.8903 | 769743.0164 | 237720.8739 | 1.0093 | 776874.9616 | 239923.4431
Non-network opex | Business support | 24 Administration and Governance |  |  |  | Other | 2021 | 2847867.9979 | 98.58% | 2888935.9257 | 2847867.9979 | 0 | 2847867.9979 | 1.0093 | 0 | 2874254.5166
Non-network opex | System operations and network support | 20 SONS |  |  |  | Labour | 2021 | 14750119.8661 | 100% | 14750119.8661 | 14750119.8661 | 0 | 14750119.8661 | 1.0175 | 0 | 15008675.4906
Non-network opex | System operations and network support | 20 SONS |  | SONS | SONS | Other | 2021 | 1638902.2073 | 100% | 1638902.2073 | 1638902.2073 | 649168.6745 | 989733.5328 | 1.0093 | 655183.4552 | 998903.7691
Network opex | Routine and corrective maintenance and inspection | 16 Preventive Maintenance |  |  |  | Labour | 2021 | 3371138.0732 | 100% | 3371138.0732 | 3371138.0732 | 0 | 3371138.0732 | 1.0175 | 0 | 3430230.9292
Network opex | Routine and corrective maintenance and inspection | 16 Preventive Maintenance |  |  |  | Other | 2021 | 2247425.3821 | 100% | 2247425.3821 | 2247425.3821 | 0 | 2247425.3821 | 1.0093 | 0 | 2268248.5846
Network opex | Routine and corrective maintenance and inspection | 17 Corrective Maintenance |  |  |  | Labour | 2021 | 1929957.1707 | 100% | 1929957.1707 | 1929957.1707 | 0 | 1929957.1707 | 1.0175 | 0 | 1963787.4911
Network opex | Routine and corrective maintenance and inspection | 17 Corrective Maintenance |  |  |  | Other | 2021 | 1286638.1138 | 100% | 1286638.1138 | 1286638.1138 | 0 | 1286638.1138 | 1.0093 | 0 | 1298559.2775
Non-network opex | Business support | 22 IT Opex |  |  |  | Labour | 2021 | 2758192.83 | 98.58% | 2797967.5893 | 2758192.83 | 0 | 2758192.83 | 1.0175 | 0 | 2806541.3367
Non-network opex | Business support | 22 IT Opex |  |  |  | Other | 2021 | 306465.87 | 98.58% | 310885.2877 | 306465.87 | 0 | 306465.87 | 1.0093 | 0 | 309305.3862
Network opex | Service interruptions and emergencies | 18 Reactive Maintenance |  |  |  | Labour | 2021 | 3277762.3926 | 100% | 3277762.3926 | 3277762.3926 | 0 | 3277762.3926 | 1.0175 | 0 | 3335218.4615
Network opex | Service interruptions and emergencies | 18 Reactive Maintenance |  |  |  | Other | 2021 | 1404755.3111 | 100% | 1404755.3111 | 1404755.3111 | 0 | 1404755.3111 | 1.0093 | 0 | 1417770.8731
Non-network opex | System operations and network support | 25 Upper Clutha DER Solution |  |  |  | Labour | 2021 | 0 | 100% | 0 | 0 | 0 | 0 | 1.0175 | 0 | 0
Non-network opex | System operations and network support | 25 Upper Clutha DER Solution |  |  |  | Other | 2021 | 0 | 100% | 0 | 0 | 0 | 0 | 1.0093 | 0 | 0
Network opex | Vegetation management | 19 Vegetation |  |  |  | Labour | 2021 | 2814000 | 100% | 2814000 | 2814000 | 0 | 2814000 | 1.0175 | 0 | 2863326.7535
Network opex | Vegetation management | 19 Vegetation |  |  |  | Other | 2021 | 1206000 | 100% | 1206000 | 1206000 | 0 | 1206000 | 1.0093 | 0 | 1217174.0227
Non-network opex | Business support | 21 People Costs |  |  |  | Labour | 2022 | 6995028.2063 | 99.64% | 7020065.6673 | 6995028.2063 | 0 | 6995028.2063 | 1.036 | 0 | 7246640.2919
Non-network opex | Business support | 23 Premises and Plant |  |  |  | Labour | 2022 | 0 | 99.64% | 0 | 0 | 0 | 0 | 1.036 | 0 | 0
Non-network opex | Business support | 24 Administration and Governance |  |  |  | Labour | 2022 | 0 | 99.64% | 0 | 0 | 0 | 0 | 1.036 | 0 | 0
Non-network opex | Business support | 21 People Costs |  |  |  | Other | 2022 | 777225.3563 | 99.64% | 780007.2964 | 777225.3563 | 0 | 777225.3563 | 1.0244 | 0 | 796222.6882
Non-network opex | Business support | 23 Premises and Plant | Premises Plant & Insurance |  | Premises Plant & Insurance | Other | 2022 | 1023921.6937 | 99.64% | 1027586.6395 | 1023921.6937 | 745275.5829 | 278646.1108 | 1.0244 | 763491.9825 | 285456.9187
Non-network opex | Business support | 24 Administration and Governance |  |  |  | Other | 2022 | 3032479.0138 | 99.64% | 3043333.2338 | 3032479.0138 | 0 | 3032479.0138 | 1.0244 | 0 | 3106600.3868
Non-network opex | System operations and network support | 20 SONS |  |  |  | Labour | 2022 | 14318463.7214 | 100% | 14318463.7214 | 14318463.7214 | 0 | 14318463.7214 | 1.036 | 0 | 14833500.7468
Non-network opex | System operations and network support | 20 SONS |  | SONS | SONS | Other | 2022 | 1590940.4135 | 100% | 1590940.4135 | 1590940.4135 | 626510.219 | 964430.1945 | 1.0244 | 641823.696 | 988003.2811
Network opex | Routine and corrective maintenance and inspection | 16 Preventive Maintenance |  |  |  | Labour | 2022 | 3899865.3167 | 100% | 3899865.3167 | 3899865.3167 | 0 | 3899865.3167 | 1.036 | 0 | 4040143.9857
Network opex | Routine and corrective maintenance and inspection | 16 Preventive Maintenance |  |  |  | Other | 2022 | 2599910.2111 | 100% | 2599910.2111 | 2599910.2111 | 0 | 2599910.2111 | 1.0244 | 0 | 2663458.5205
Network opex | Routine and corrective maintenance and inspection | 17 Corrective Maintenance |  |  |  | Labour | 2022 | 2230065.3737 | 100% | 2230065.3737 | 2230065.3737 | 0 | 2230065.3737 | 1.036 | 0 | 2310281.1189
Network opex | Routine and corrective maintenance and inspection | 17 Corrective Maintenance |  |  |  | Other | 2022 | 1486710.2492 | 100% | 1486710.2492 | 1486710.2492 | 0 | 1486710.2492 | 1.0244 | 0 | 1523049.1667
Non-network opex | Business support | 22 IT Opex |  |  |  | Labour | 2022 | 3118782.438 | 99.64% | 3129945.5658 | 3118782.438 | 0 | 3118782.438 | 1.036 | 0 | 3230965.4529
Non-network opex | Business support | 22 IT Opex |  |  |  | Other | 2022 | 346531.382 | 99.64% | 347771.7295 | 346531.382 | 0 | 346531.382 | 1.0244 | 0 | 355001.4758
Network opex | Service interruptions and emergencies | 18 Reactive Maintenance |  |  |  | Labour | 2022 | 3239334.2694 | 100% | 3239334.2694 | 3239334.2694 | 0 | 3239334.2694 | 1.036 | 0 | 3355853.5496
Network opex | Service interruptions and emergencies | 18 Reactive Maintenance |  |  |  | Other | 2022 | 1388286.1155 | 100% | 1388286.1155 | 1388286.1155 | 0 | 1388286.1155 | 1.0244 | 0 | 1422219.301
Non-network opex | System operations and network support | 25 Upper Clutha DER Solution |  |  |  | Labour | 2022 | 238299.0314 | 100% | 238299.0314 | 238299.0314 | 0 | 238299.0314 | 1.036 | 0 | 246870.6789
Non-network opex | System operations and network support | 25 Upper Clutha DER Solution |  |  |  | Other | 2022 | 26477.6702 | 100% | 26477.6702 | 26477.6702 | 0 | 26477.6702 | 1.0244 | 0 | 27124.8506
Network opex | Vegetation management | 19 Vegetation |  |  |  | Labour | 2022 | 3780924.939 | 100% | 3780924.939 | 3780924.939 | 0 | 3780924.939 | 1.036 | 0 | 3916925.3068
Network opex | Vegetation management | 19 Vegetation |  |  |  | Other | 2022 | 1620396.4024 | 100% | 1620396.4024 | 1620396.4024 | 0 | 1620396.4024 | 1.0244 | 0 | 1660002.944
Non-network opex | Business support | 21 People Costs |  |  |  | Labour | 2023 | 6930564.807 | 100% | 6930564.807 | 6930564.807 | 0 | 6930564.807 | 1.057 | 0 | 7325910.7904
Non-network opex | Business support | 23 Premises and Plant |  |  |  | Labour | 2023 | 0 | 100% | 0 | 0 | 0 | 0 | 1.057 | 0 | 0
Non-network opex | Business support | 24 Administration and Governance |  |  |  | Labour | 2023 | 0 | 100% | 0 | 0 | 0 | 0 | 1.057 | 0 | 0
Non-network opex | Business support | 21 People Costs |  |  |  | Other | 2023 | 770062.7563 | 100% | 770062.7563 | 770062.7563 | 0 | 770062.7563 | 1.0321 | 0 | 794761.2514
Non-network opex | Business support | 23 Premises and Plant | Premises Plant & Insurance |  | Premises Plant & Insurance | Other | 2023 | 1028180.037 | 100% | 1028180.037 | 1028180.037 | 733282.8908 | 294897.1463 | 1.0321 | 756801.7322 | 304355.4867
Non-network opex | Business support | 24 Administration and Governance |  |  |  | Other | 2023 | 3133762.6988 | 100% | 3133762.6988 | 3133762.6988 | 0 | 3133762.6988 | 1.0321 | 0 | 3234272.978
Non-network opex | System operations and network support | 20 SONS |  |  |  | Labour | 2023 | 13128875.7484 | 100% | 13128875.7484 | 13128875.7484 | 0 | 13128875.7484 | 1.057 | 0 | 13877797.148
Non-network opex | System operations and network support | 20 SONS |  | SONS | SONS | Other | 2023 | 1458763.972 | 100% | 1458763.972 | 1458763.972 | 616428.654 | 842335.318 | 1.0321 | 636199.5882 | 869351.8366
Network opex | Routine and corrective maintenance and inspection | 16 Preventive Maintenance |  |  |  | Labour | 2023 | 3598914.7588 | 100% | 3598914.7588 | 3598914.7588 | 0 | 3598914.7588 | 1.057 | 0 | 3804210.6524
Network opex | Routine and corrective maintenance and inspection | 16 Preventive Maintenance |  |  |  | Other | 2023 | 2399276.5059 | 100% | 2399276.5059 | 2399276.5059 | 0 | 2399276.5059 | 1.0321 | 0 | 2476229.3497
Network opex | Routine and corrective maintenance and inspection | 17 Corrective Maintenance |  |  |  | Labour | 2023 | 2198679.5169 | 100% | 2198679.5169 | 2198679.5169 | 0 | 2198679.5169 | 1.057 | 0 | 2324100.6247
Network opex | Routine and corrective maintenance and inspection | 17 Corrective Maintenance |  |  |  | Other | 2023 | 1465786.3446 | 100% | 1465786.3446 | 1465786.3446 | 0 | 1465786.3446 | 1.0321 | 0 | 1512799.0284
Non-network opex | Business support | 22 IT Opex |  |  |  | Labour | 2023 | 2974046.67 | 100% | 2974046.67 | 2974046.67 | 0 | 2974046.67 | 1.057 | 0 | 3143697.6924
Non-network opex | Business support | 22 IT Opex |  |  |  | Other | 2023 | 330449.63 | 100% | 330449.63 | 330449.63 | 0 | 330449.63 | 1.0321 | 0 | 341048.2578
Network opex | Service interruptions and emergencies | 18 Reactive Maintenance |  |  |  | Labour | 2023 | 3210009.9118 | 100% | 3210009.9118 | 3210009.9118 | 0 | 3210009.9118 | 1.057 | 0 | 3393121.182
Network opex | Service interruptions and emergencies | 18 Reactive Maintenance |  |  |  | Other | 2023 | 1375718.5336 | 100% | 1375718.5336 | 1375718.5336 | 0 | 1375718.5336 | 1.0321 | 0 | 1419842.4406
Non-network opex | System operations and network support | 25 Upper Clutha DER Solution |  |  |  | Labour | 2023 | 534232.6437 | 100% | 534232.6437 | 534232.6437 | 0 | 534232.6437 | 1.057 | 0 | 564707.3216
Non-network opex | System operations and network support | 25 Upper Clutha DER Solution |  |  |  | Other | 2023 | 59359.1826 | 100% | 59359.1826 | 59359.1826 | 0 | 59359.1826 | 1.0321 | 0 | 61263.0307
Network opex | Vegetation management | 19 Vegetation |  |  |  | Labour | 2023 | 3505461.019 | 100% | 3505461.019 | 3505461.019 | 0 | 3505461.019 | 1.057 | 0 | 3705425.953
Network opex | Vegetation management | 19 Vegetation |  |  |  | Other | 2023 | 1502340.4367 | 100% | 1502340.4367 | 1502340.4367 | 0 | 1502340.4367 | 1.0321 | 0 | 1550525.5328
Non-network opex | Business support | 21 People Costs |  |  |  | Labour | 2024 | 6332201.6389 | 100% | 6332201.6389 | 6332201.6389 | 0 | 6332201.6389 | 1.0797 | 0 | 6836689.4725
Non-network opex | Business support | 23 Premises and Plant |  |  |  | Labour | 2024 | 0 | 100% | 0 | 0 | 0 | 0 | 1.0797 | 0 | 0
Non-network opex | Business support | 24 Administration and Governance |  |  |  | Labour | 2024 | 0 | 100% | 0 | 0 | 0 | 0 | 1.0797 | 0 | 0
Non-network opex | Business support | 21 People Costs |  |  |  | Other | 2024 | 703577.9599 | 100% | 703577.9599 | 703577.9599 | 0 | 703577.9599 | 1.0479 | 0 | 737259.7074
Non-network opex | Business support | 23 Premises and Plant | Premises Plant & Insurance |  | Premises Plant & Insurance | Other | 2024 | 1017663.0167 | 100% | 1017663.0167 | 1017663.0167 | 720971.4371 | 296691.5795 | 1.0479 | 755485.8468 | 310894.8256
Non-network opex | Business support | 24 Administration and Governance |  |  |  | Other | 2024 | 3141105.8349 | 100% | 3141105.8349 | 3141105.8349 | 0 | 3141105.8349 | 1.0479 | 0 | 3291477.1367
Non-network opex | System operations and network support | 20 SONS |  |  |  | Labour | 2024 | 12339513.6127 | 100% | 12339513.6127 | 12339513.6127 | 0 | 12339513.6127 | 1.0797 | 0 | 13322605.252
Non-network opex | System operations and network support | 20 SONS |  | SONS | SONS | Other | 2024 | 1371057.0681 | 100% | 1371057.0681 | 1371057.0681 | 374821.9676 | 996235.1005 | 1.0479 | 392765.4786 | 1043926.957
Network opex | Routine and corrective maintenance and inspection | 16 Preventive Maintenance |  |  |  | Labour | 2024 | 3875374.1471 | 100% | 3875374.1471 | 3875374.1471 | 0 | 3875374.1471 | 1.0797 | 0 | 4184126.0188
Network opex | Routine and corrective maintenance and inspection | 16 Preventive Maintenance |  |  |  | Other | 2024 | 2583582.7647 | 100% | 2583582.7647 | 2583582.7647 | 0 | 2583582.7647 | 1.0479 | 0 | 2707264.2718
Network opex | Routine and corrective maintenance and inspection | 17 Corrective Maintenance |  |  |  | Labour | 2024 | 1969821.3602 | 100% | 1969821.3602 | 1969821.3602 | 0 | 1969821.3602 | 1.0797 | 0 | 2126757.4414
Network opex | Routine and corrective maintenance and inspection | 17 Corrective Maintenance |  |  |  | Other | 2024 | 1313214.2401 | 100% | 1313214.2401 | 1313214.2401 | 0 | 1313214.2401 | 1.0479 | 0 | 1376080.5506
Non-network opex | Business support | 22 IT Opex |  |  |  | Labour | 2024 | 3129746.67 | 100% | 3129746.67 | 3129746.67 | 0 | 3129746.67 | 1.0797 | 0 | 3379094.2441
Non-network opex | Business support | 22 IT Opex |  |  |  | Other | 2024 | 347749.63 | 100% | 347749.63 | 347749.63 | 0 | 347749.63 | 1.0479 | 0 | 364397.1316
Network opex | Service interruptions and emergencies | 18 Reactive Maintenance |  |  |  | Labour | 2024 | 3154208.359 | 100% | 3154208.359 | 3154208.359 | 0 | 3154208.359 | 1.0797 | 0 | 3405504.8009
Network opex | Service interruptions and emergencies | 18 Reactive Maintenance |  |  |  | Other | 2024 | 1351803.5824 | 100% | 1351803.5824 | 1351803.5824 | 0 | 1351803.5824 | 1.0479 | 0 | 1416517.2454
Non-network opex | System operations and network support | 25 Upper Clutha DER Solution |  |  |  | Labour | 2024 | 523369.7902 | 100% | 523369.7902 | 523369.7902 | 0 | 523369.7902 | 1.0797 | 0 | 565066.7712
Non-network opex | System operations and network support | 25 Upper Clutha DER Solution |  |  |  | Other | 2024 | 58152.1989 | 100% | 58152.1989 | 58152.1989 | 0 | 58152.1989 | 1.0479 | 0 | 60936.0662
Network opex | Vegetation management | 19 Vegetation |  |  |  | Labour | 2024 | 2568813.2942 | 100% | 2568813.2942 | 2568813.2942 | 0 | 2568813.2942 | 1.0797 | 0 | 2773471.1885
Network opex | Vegetation management | 19 Vegetation |  |  |  | Other | 2024 | 1100919.9832 | 100% | 1100919.9832 | 1100919.9832 | 0 | 1100919.9832 | 1.0479 | 0 | 1153623.3239
Non-network opex | Business support | 21 People Costs |  |  |  | Labour | 2025 | 5790637.1805 | 100% | 5790637.1805 | 5790637.1805 | 0 | 5790637.1805 | 1.1063 | 0 | 6405915.0571
Non-network opex | Business support | 23 Premises and Plant |  |  |  | Labour | 2025 | 0 | 100% | 0 | 0 | 0 | 0 | 1.1063 | 0 | 0
Non-network opex | Business support | 24 Administration and Governance |  |  |  | Labour | 2025 | 0 | 100% | 0 | 0 | 0 | 0 | 1.1063 | 0 | 0
Non-network opex | Business support | 21 People Costs |  |  |  | Other | 2025 | 643404.1312 | 100% | 643404.1312 | 643404.1312 | 0 | 643404.1312 | 1.0651 | 0 | 685307.8109
Non-network opex | Business support | 23 Premises and Plant | Premises Plant & Insurance |  | Premises Plant & Insurance | Other | 2025 | 1028371.4661 | 100% | 1028371.4661 | 1028371.4661 | 524173.6912 | 504197.7749 | 1.0651 | 558312.1205 | 537035.2111
Non-network opex | Business support | 24 Administration and Governance |  |  |  | Other | 2025 | 3113655.1268 | 100% | 3113655.1268 | 3113655.1268 | 0 | 3113655.1268 | 1.0651 | 0 | 3316441.5264
Non-network opex | System operations and network support | 20 SONS |  |  |  | Labour | 2025 | 11693624.9583 | 100% | 11693624.9583 | 11693624.9583 | 0 | 11693624.9583 | 1.1063 | 0 | 12936118.4024
Non-network opex | System operations and network support | 20 SONS |  | SONS | SONS | Other | 2025 | 1299291.662 | 100% | 1299291.662 | 1299291.662 | 277721.3188 | 1021570.3432 | 1.0651 | 295808.7768 | 1088103.2646
Network opex | Routine and corrective maintenance and inspection | 16 Preventive Maintenance |  |  |  | Labour | 2025 | 3362567.6994 | 100% | 3362567.6994 | 3362567.6994 | 0 | 3362567.6994 | 1.1063 | 0 | 3719853.6853
Network opex | Routine and corrective maintenance and inspection | 16 Preventive Maintenance |  |  |  | Other | 2025 | 2241711.7996 | 100% | 2241711.7996 | 2241711.7996 | 0 | 2241711.7996 | 1.0651 | 0 | 2387710.199
Network opex | Routine and corrective maintenance and inspection | 17 Corrective Maintenance |  |  |  | Labour | 2025 | 1906195.5609 | 100% | 1906195.5609 | 1906195.5609 | 0 | 1906195.5609 | 1.1063 | 0 | 2108736.3039
Network opex | Routine and corrective maintenance and inspection | 17 Corrective Maintenance |  |  |  | Other | 2025 | 1270797.0406 | 100% | 1270797.0406 | 1270797.0406 | 0 | 1270797.0406 | 1.0651 | 0 | 1353561.6198
Non-network opex | Business support | 22 IT Opex |  |  |  | Labour | 2025 | 3076365.123 | 100% | 3076365.123 | 3076365.123 | 0 | 3076365.123 | 1.1063 | 0 | 3403240.9644
Non-network opex | Business support | 22 IT Opex |  |  |  | Other | 2025 | 341818.347 | 100% | 341818.347 | 341818.347 | 0 | 341818.347 | 1.0651 | 0 | 364080.3218
Network opex | Service interruptions and emergencies | 18 Reactive Maintenance |  |  |  | Labour | 2025 | 3108084.4343 | 100% | 3108084.4343 | 3108084.4343 | 0 | 3108084.4343 | 1.1063 | 0 | 3438330.5767
Network opex | Service interruptions and emergencies | 18 Reactive Maintenance |  |  |  | Other | 2025 | 1332036.1861 | 100% | 1332036.1861 | 1332036.1861 | 0 | 1332036.1861 | 1.0651 | 0 | 1418789.1537
Non-network opex | System operations and network support | 25 Upper Clutha DER Solution |  |  |  | Labour | 2025 | 629099.8749 | 100% | 629099.8749 | 629099.8749 | 0 | 629099.8749 | 1.1063 | 0 | 695944.2002
Non-network opex | System operations and network support | 25 Upper Clutha DER Solution |  |  |  | Other | 2025 | 69899.9861 | 100% | 69899.9861 | 69899.9861 | 0 | 69899.9861 | 1.0651 | 0 | 74452.4384
Network opex | Vegetation management | 19 Vegetation |  |  |  | Labour | 2025 | 2519860.7758 | 100% | 2519860.7758 | 2519860.7758 | 0 | 2519860.7758 | 1.1063 | 0 | 2787605.8511
Network opex | Vegetation management | 19 Vegetation |  |  |  | Other | 2025 | 1079940.3325 | 100% | 1079940.3325 | 1079940.3325 | 0 | 1079940.3325 | 1.0651 | 0 | 1150274.7796
Non-network opex | Business support | 21 People Costs |  |  |  | Labour | 2026 | 5648899.6269 | 100% | 5648899.6269 | 5648899.6269 | 0 | 5648899.6269 | 1.1335 | 0 | 6402983.4836
Non-network opex | Business support | 23 Premises and Plant |  |  |  | Labour | 2026 | 0 | 100% | 0 | 0 | 0 | 0 | 1.1335 | 0 | 0
Non-network opex | Business support | 24 Administration and Governance |  |  |  | Labour | 2026 | 0 | 100% | 0 | 0 | 0 | 0 | 1.1335 | 0 | 0
Non-network opex | Business support | 21 People Costs |  |  |  | Other | 2026 | 627655.5141 | 100% | 627655.5141 | 627655.5141 | 0 | 627655.5141 | 1.0827 | 0 | 679542.6958
Non-network opex | Business support | 23 Premises and Plant | Premises Plant & Insurance |  | Premises Plant & Insurance | Other | 2026 | 1037244.6373 | 100% | 1037244.6373 | 1037244.6373 | 515004.4656 | 522240.1717 | 1.0827 | 557578.9825 | 565412.8518
Non-network opex | Business support | 24 Administration and Governance |  |  |  | Other | 2026 | 3138912.2852 | 100% | 3138912.2852 | 3138912.2852 | 0 | 3138912.2852 | 1.0827 | 0 | 3398400.6647
Non-network opex | System operations and network support | 20 SONS |  |  |  | Labour | 2026 | 10793532.3945 | 100% | 10793532.3945 | 10793532.3945 | 0 | 10793532.3945 | 1.1335 | 0 | 12234384.4318
Non-network opex | System operations and network support | 20 SONS |  | SONS | SONS | Other | 2026 | 1199281.3772 | 100% | 1199281.3772 | 1199281.3772 | 269086.4962 | 930194.881 | 1.0827 | 291331.4054 | 1007092.4621
Network opex | Routine and corrective maintenance and inspection | 16 Preventive Maintenance |  |  |  | Labour | 2026 | 3582150.0597 | 100% | 3582150.0597 | 3582150.0597 | 0 | 3582150.0597 | 1.1335 | 0 | 4060339.0364
Network opex | Routine and corrective maintenance and inspection | 16 Preventive Maintenance |  |  |  | Other | 2026 | 2388100.0398 | 100% | 2388100.0398 | 2388100.0398 | 0 | 2388100.0398 | 1.0827 | 0 | 2585520.0863
Network opex | Routine and corrective maintenance and inspection | 17 Corrective Maintenance |  |  |  | Labour | 2026 | 1677388.1171 | 100% | 1677388.1171 | 1677388.1171 | 0 | 1677388.1171 | 1.1335 | 0 | 1901306.2931
Network opex | Routine and corrective maintenance and inspection | 17 Corrective Maintenance |  |  |  | Other | 2026 | 1118258.7448 | 100% | 1118258.7448 | 1118258.7448 | 0 | 1118258.7448 | 1.0827 | 0 | 1210703.2361
Non-network opex | Business support | 22 IT Opex |  |  |  | Labour | 2026 | 3030015.123 | 100% | 3030015.123 | 3030015.123 | 0 | 3030015.123 | 1.1335 | 0 | 3434498.4102
Non-network opex | Business support | 22 IT Opex |  |  |  | Other | 2026 | 336668.347 | 100% | 336668.347 | 336668.347 | 0 | 336668.347 | 1.0827 | 0 | 364500.1294
Network opex | Service interruptions and emergencies | 18 Reactive Maintenance |  |  |  | Labour | 2026 | 3040563.8379 | 100% | 3040563.8379 | 3040563.8379 | 0 | 3040563.8379 | 1.1335 | 0 | 3446455.2959
Network opex | Service interruptions and emergencies | 18 Reactive Maintenance |  |  |  | Other | 2026 | 1303098.7877 | 100% | 1303098.7877 | 1303098.7877 | 0 | 1303098.7877 | 1.0827 | 0 | 1410823.6815
Non-network opex | System operations and network support | 25 Upper Clutha DER Solution |  |  |  | Labour | 2026 | 776178.0095 | 100% | 776178.0095 | 776178.0095 | 0 | 776178.0095 | 1.1335 | 0 | 879791.6945
Non-network opex | System operations and network support | 25 Upper Clutha DER Solution |  |  |  | Other | 2026 | 86242.0011 | 100% | 86242.0011 | 86242.0011 | 0 | 86242.0011 | 1.0827 | 0 | 93371.4762
Network opex | Vegetation management | 19 Vegetation |  |  |  | Labour | 2026 | 2454970.8456 | 100% | 2454970.8456 | 2454970.8456 | 0 | 2454970.8456 | 1.1335 | 0 | 2782690.2256
Network opex | Vegetation management | 19 Vegetation |  |  |  | Other | 2026 | 1052130.3624 | 100% | 1052130.3624 | 1052130.3624 | 0 | 1052130.3624 | 1.0827 | 0 | 1139108.1362

## Forecast capex
Forecast capex | Model: Ok
[8 empty] | Year of | Commissioning |  | Capex | Capital |  | Capex | Capex |  |  | Capital | Capex | Capex | Capex | Capex |  |  |  | Commissioned assets | Commissioned assets |  | RTAV
Capex category | CPP asset life category | Portfolio | IM Asset Category | Fleet_1 | Fleet | Unique flag for | Input | expenditure | year | Simple/Complex | excl RoU assets | contributions | RoU assets | incl RoU assets | incl RoU assets | Escalation index | RoU assets | contributions | excl RoU assets | excl RoU assets | incl RoU assets | incl RoU assets | IDC rate | IDC | IDC | complex group | complex group | Expenditure | DV
[6 empty] | right of use asset |  | RY | RY | Commissioning | net of cap cons | (real RY20) | (real RY20) | net of cap cons | gross of cap cons |  | (nominal) | (nominal) | net of cap cons | gross of cap cons | net of cap cons | gross of cap cons | to be applied | (real) | (nominal) | net of cap cons | gross of cap cons | category | category
[11 empty] | (real RY20) |  |  | (real RY20) | (real RY20) |  |  |  | (nominal) | (nominal) | (nominal) | (nominal) |  |  |  | (nominal) | (nominal) |  | (%)
Other Network Capex | a. Subtransmission lines | Support Structures | 1. Subtransmission concrete or steel pole | 11 Asset relocations (net) | Poles | 0 | Other | 2020 | 2020 | Simple | 7149.5532 | 3426.7089 | 0 | 7149.5532 | 10576.2622 | 1 | 0 | 3426.7089 | 7149.5532 | 10576.2622 | 7149.5532 | 10576.2622 | 0% | 0 | 0 | 0 | 0 | Asset relocations and undergrounding | 8%
Other Network Capex | a. Subtransmission lines | Support Structures | 1. Subtransmission concrete or steel pole | 11 Asset relocations (net) | Poles | 0 | Labour | 2020 | 2020 | Simple | 7149.5532 | 3426.7089 | 0 | 7149.5532 | 10576.2622 | 1 | 0 | 3426.7089 | 7149.5532 | 10576.2622 | 7149.5532 | 10576.2622 | 0% | 0 | 0 | 0 | 0 | Asset relocations and undergrounding | 8%
Other Network Capex | a. Subtransmission lines | Support Structures | 2. Subtransmission wood pole | 11 Asset relocations (net) | Poles | 0 | Other | 2020 | 2020 | Simple | 7149.5532 | 3426.7089 | 0 | 7149.5532 | 10576.2622 | 1 | 0 | 3426.7089 | 7149.5532 | 10576.2622 | 7149.5532 | 10576.2622 | 0% | 0 | 0 | 0 | 0 | Asset relocations and undergrounding | 10%
Other Network Capex | a. Subtransmission lines | Support Structures | 2. Subtransmission wood pole | 11 Asset relocations (net) | Poles | 0 | Labour | 2020 | 2020 | Simple | 7149.5532 | 3426.7089 | 0 | 7149.5532 | 10576.2622 | 1 | 0 | 3426.7089 | 7149.5532 | 10576.2622 | 7149.5532 | 10576.2622 | 0% | 0 | 0 | 0 | 0 | Asset relocations and undergrounding | 10%
Other Network Capex | d. Distribution and LV lines | Support Structures | 25. HV concrete or steel pole | 11 Asset relocations (net) | Poles | 0 | Other | 2020 | 2020 | Simple | 28598.2129 | 13706.8358 | 0 | 28598.2129 | 42305.0486 | 1 | 0 | 13706.8358 | 28598.2129 | 42305.0486 | 28598.2129 | 42305.0486 | 0% | 0 | 0 | 0 | 0 | Asset relocations and undergrounding | 8%
Other Network Capex | d. Distribution and LV lines | Support Structures | 25. HV concrete or steel pole | 11 Asset relocations (net) | Poles | 0 | Labour | 2020 | 2020 | Simple | 28598.2129 | 13706.8358 | 0 | 28598.2129 | 42305.0486 | 1 | 0 | 13706.8358 | 28598.2129 | 42305.0486 | 28598.2129 | 42305.0486 | 0% | 0 | 0 | 0 | 0 | Asset relocations and undergrounding | 8%
Other Network Capex | d. Distribution and LV lines | Support Structures | 26. HV wood pole | 11 Asset relocations (net) | Poles | 0 | Other | 2020 | 2020 | Simple | 28598.2129 | 13706.8358 | 0 | 28598.2129 | 42305.0486 | 1 | 0 | 13706.8358 | 28598.2129 | 42305.0486 | 28598.2129 | 42305.0486 | 0% | 0 | 0 | 0 | 0 | Asset relocations and undergrounding | 10%
Other Network Capex | d. Distribution and LV lines | Support Structures | 26. HV wood pole | 11 Asset relocations (net) | Poles | 0 | Labour | 2020 | 2020 | Simple | 28598.2129 | 13706.8358 | 0 | 28598.2129 | 42305.0486 | 1 | 0 | 13706.8358 | 28598.2129 | 42305.0486 | 28598.2129 | 42305.0486 | 0% | 0 | 0 | 0 | 0 | Asset relocations and undergrounding | 10%
Other Network Capex | d. Distribution and LV lines | Support Structures | 41. LV Concrete pole | 11 Asset relocations (net) | Poles | 0 | Other | 2020 | 2020 | Simple | 1299.9188 | 623.038 | 0 | 1299.9188 | 1922.9568 | 1 | 0 | 623.038 | 1299.9188 | 1922.9568 | 1299.9188 | 1922.9568 | 0% | 0 | 0 | 0 | 0 | Asset relocations and undergrounding | 8%
Other Network Capex | d. Distribution and LV lines | Support Structures | 41. LV Concrete pole | 11 Asset relocations (net) | Poles | 0 | Labour | 2020 | 2020 | Simple | 1299.9188 | 623.038 | 0 | 1299.9188 | 1922.9568 | 1 | 0 | 623.038 | 1299.9188 | 1922.9568 | 1299.9188 | 1922.9568 | 0% | 0 | 0 | 0 | 0 | Asset relocations and undergrounding | 8%
Other Network Capex | d. Distribution and LV lines | Support Structures | 42. LV Wood pole | 11 Asset relocations (net) | Poles | 0 | Other | 2020 | 2020 | Simple | 1299.9188 | 623.038 | 0 | 1299.9188 | 1922.9568 | 1 | 0 | 623.038 | 1299.9188 | 1922.9568 | 1299.9188 | 1922.9568 | 0% | 0 | 0 | 0 | 0 | Asset relocations and undergrounding | 10%
Other Network Capex | d. Distribution and LV lines | Support Structures | 42. LV Wood pole | 11 Asset relocations (net) | Poles | 0 | Labour | 2020 | 2020 | Simple | 1299.9188 | 623.038 | 0 | 1299.9188 | 1922.9568 | 1 | 0 | 623.038 | 1299.9188 | 1922.9568 | 1299.9188 | 1922.9568 | 0% | 0 | 0 | 0 | 0 | Asset relocations and undergrounding | 10%
Other Network Capex | a. Subtransmission lines | Support Structures | 1. Subtransmission concrete or steel pole | 11 Asset relocations (net) | Crossarms | 0 | Other | 2020 | 2020 | Simple | 1949.8781 | 934.557 | 0 | 1949.8781 | 2884.4351 | 1 | 0 | 934.557 | 1949.8781 | 2884.4351 | 1949.8781 | 2884.4351 | 0% | 0 | 0 | 0 | 0 | Asset relocations and undergrounding | 8%
Other Network Capex | a. Subtransmission lines | Support Structures | 1. Subtransmission concrete or steel pole | 11 Asset relocations (net) | Crossarms | 0 | Labour | 2020 | 2020 | Simple | 1949.8781 | 934.557 | 0 | 1949.8781 | 2884.4351 | 1 | 0 | 934.557 | 1949.8781 | 2884.4351 | 1949.8781 | 2884.4351 | 0% | 0 | 0 | 0 | 0 | Asset relocations and undergrounding | 8%
Other Network Capex | a. Subtransmission lines | Support Structures | 2. Subtransmission wood pole | 11 Asset relocations (net) | Crossarms | 0 | Other | 2020 | 2020 | Simple | 1949.8781 | 934.557 | 0 | 1949.8781 | 2884.4351 | 1 | 0 | 934.557 | 1949.8781 | 2884.4351 | 1949.8781 | 2884.4351 | 0% | 0 | 0 | 0 | 0 | Asset relocations and undergrounding | 10%
Other Network Capex | a. Subtransmission lines | Support Structures | 2. Subtransmission wood pole | 11 Asset relocations (net) | Crossarms | 0 | Labour | 2020 | 2020 | Simple | 1949.8781 | 934.557 | 0 | 1949.8781 | 2884.4351 | 1 | 0 | 934.557 | 1949.8781 | 2884.4351 | 1949.8781 | 2884.4351 | 0% | 0 | 0 | 0 | 0 | Asset relocations and undergrounding | 10%
Other Network Capex | d. Distribution and LV lines | Support Structures | 25. HV concrete or steel pole | 11 Asset relocations (net) | Crossarms | 0 | Other | 2020 | 2020 | Simple | 12999.1877 | 6230.3799 | 0 | 12999.1877 | 19229.5676 | 1 | 0 | 6230.3799 | 12999.1877 | 19229.5676 | 12999.1877 | 19229.5676 | 0% | 0 | 0 | 0 | 0 | Asset relocations and undergrounding | 8%
Other Network Capex | d. Distribution and LV lines | Support Structures | 25. HV concrete or steel pole | 11 Asset relocations (net) | Crossarms | 0 | Labour | 2020 | 2020 | Simple | 12999.1877 | 6230.3799 | 0 | 12999.1877 | 19229.5676 | 1 | 0 | 6230.3799 | 12999.1877 | 19229.5676 | 12999.1877 | 19229.5676 | 0% | 0 | 0 | 0 | 0 | Asset relocations and undergrounding | 8%
Other Network Capex | d. Distribution and LV lines | Support Structures | 26. HV wood pole | 11 Asset relocations (net) | Crossarms | 0 | Other | 2020 | 2020 | Simple | 12999.1877 | 6230.3799 | 0 | 12999.1877 | 19229.5676 | 1 | 0 | 6230.3799 | 12999.1877 | 19229.5676 | 12999.1877 | 19229.5676 | 0% | 0 | 0 | 0 | 0 | Asset relocations and undergrounding | 10%
Other Network Capex | d. Distribution and LV lines | Support Structures | 26. HV wood pole | 11 Asset relocations (net) | Crossarms | 0 | Labour | 2020 | 2020 | Simple | 12999.1877 | 6230.3799 | 0 | 12999.1877 | 19229.5676 | 1 | 0 | 6230.3799 | 12999.1877 | 19229.5676 | 12999.1877 | 19229.5676 | 0% | 0 | 0 | 0 | 0 | Asset relocations and undergrounding | 10%
Other Network Capex | d. Distribution and LV lines | Support Structures | 41. LV Concrete pole | 11 Asset relocations (net) | Crossarms | 0 | Other | 2020 | 2020 | Simple | 5199.6751 | 2492.152 | 0 | 5199.6751 | 7691.827 | 1 | 0 | 2492.152 | 5199.6751 | 7691.827 | 5199.6751 | 7691.827 | 0% | 0 | 0 | 0 | 0 | Asset relocations and undergrounding | 8%
Other Network Capex | d. Distribution and LV lines | Support Structures | 41. LV Concrete pole | 11 Asset relocations (net) | Crossarms | 0 | Labour | 2020 | 2020 | Simple | 5199.6751 | 2492.152 | 0 | 5199.6751 | 7691.827 | 1 | 0 | 2492.152 | 5199.6751 | 7691.827 | 5199.6751 | 7691.827 | 0% | 0 | 0 | 0 | 0 | Asset relocations and undergrounding | 8%
Other Network Capex | d. Distribution and LV lines | Support Structures | 42. LV Wood pole | 11 Asset relocations (net) | Crossarms | 0 | Other | 2020 | 2020 | Simple | 5199.6751 | 2492.152 | 0 | 5199.6751 | 7691.827 | 1 | 0 | 2492.152 | 5199.6751 | 7691.827 | 5199.6751 | 7691.827 | 0% | 0 | 0 | 0 | 0 | Asset relocations and undergrounding | 10%
Other Network Capex | d. Distribution and LV lines | Support Structures | 42. LV Wood pole | 11 Asset relocations (net) | Crossarms | 0 | Labour | 2020 | 2020 | Simple | 5199.6751 | 2492.152 | 0 | 5199.6751 | 7691.827 | 1 | 0 | 2492.152 | 5199.6751 | 7691.827 | 5199.6751 | 7691.827 | 0% | 0 | 0 | 0 | 0 | Asset relocations and undergrounding | 10%
Other Network Capex | g. Distribution switchgear | Distribution Switchgear | 36. Ring Main Unit – 3 Way | 11 Asset relocations (net) | Ground Mounted Switchgear | 0 | Switchgear | 2020 | 2020 | Simple | 12479.2202 | 5981.1647 | 0 | 12479.2202 | 18460.3849 | 1 | 0 | 5981.1647 | 12479.2202 | 18460.3849 | 12479.2202 | 18460.3849 | 0% | 0 | 0 | 0 | 0 | Asset relocations and undergrounding | 8%
Other Network Capex | g. Distribution switchgear | Distribution Switchgear | 36. Ring Main Unit – 3 Way | 11 Asset relocations (net) | Ground Mounted Switchgear | 0 | Labour | 2020 | 2020 | Simple | 3119.805 | 1495.2912 | 0 | 3119.805 | 4615.0962 | 1 | 0 | 1495.2912 | 3119.805 | 4615.0962 | 3119.805 | 4615.0962 | 0% | 0 | 0 | 0 | 0 | Asset relocations and undergrounding | 8%
Other Network Capex | g. Distribution switchgear | Distribution Switchgear | 32. 22 / 11 kV Load Break Switch (Excl Pole) | 11 Asset relocations (net) | Pole Mounted Switches | 0 | Other | 2020 | 2020 | Simple | 26518.3428 | 12709.975 | 0 | 26518.3428 | 39228.3178 | 1 | 0 | 12709.975 | 26518.3428 | 39228.3178 | 26518.3428 | 39228.3178 | 0% | 0 | 0 | 0 | 0 | Asset relocations and undergrounding | 8%
Other Network Capex | g. Distribution switchgear | Distribution Switchgear | 32. 22 / 11 kV Load Break Switch (Excl Pole) | 11 Asset relocations (net) | Pole Mounted Switches | 0 | Labour | 2020 | 2020 | Simple | 17678.8952 | 8473.3166 | 0 | 17678.8952 | 26152.2119 | 1 | 0 | 8473.3166 | 17678.8952 | 26152.2119 | 17678.8952 | 26152.2119 | 0% | 0 | 0 | 0 | 0 | Asset relocations and undergrounding | 8%
Other Network Capex | g. Distribution switchgear | Distribution Switchgear | 33. 22 / 11 kV Dropout Fuse 3ph, 2ph (Excl Pole) | 11 Asset relocations (net) | Pole Mount Fuses | 0 | Other | 2020 | 2020 | Simple | 23398.5378 | 11214.6838 | 0 | 23398.5378 | 34613.2216 | 1 | 0 | 11214.6838 | 23398.5378 | 34613.2216 | 23398.5378 | 34613.2216 | 0% | 0 | 0 | 0 | 0 | Asset relocations and undergrounding | 8%
Other Network Capex | g. Distribution switchgear | Distribution Switchgear | 33. 22 / 11 kV Dropout Fuse 3ph, 2ph (Excl Pole) | 11 Asset relocations (net) | Pole Mount Fuses | 0 | Labour | 2020 | 2020 | Simple | 23398.5378 | 11214.6838 | 0 | 23398.5378 | 34613.2216 | 1 | 0 | 11214.6838 | 23398.5378 | 34613.2216 | 23398.5378 | 34613.2216 | 0% | 0 | 0 | 0 | 0 | Asset relocations and undergrounding | 8%
Other Network Capex | e. Distribution and LV cables | Distribution Switchgear | 47. Link Pillars | 11 Asset relocations (net) | Low Voltage Enclosures | 0 | Other | 2020 | 2020 | Simple | 14299.1064 | 6853.4179 | 0 | 14299.1064 | 21152.5243 | 1 | 0 | 6853.4179 | 14299.1064 | 21152.5243 | 14299.1064 | 21152.5243 | 0% | 0 | 0 | 0 | 0 | Asset relocations and undergrounding | 8%
Other Network Capex | e. Distribution and LV cables | Distribution Switchgear | 47. Link Pillars | 11 Asset relocations (net) | Low Voltage Enclosures | 0 | Labour | 2020 | 2020 | Simple | 14299.1064 | 6853.4179 | 0 | 14299.1064 | 21152.5243 | 1 | 0 | 6853.4179 | 14299.1064 | 21152.5243 | 14299.1064 | 21152.5243 | 0% | 0 | 0 | 0 | 0 | Asset relocations and undergrounding | 8%
Other Network Capex | f. Distribution substations and transformers | Distribution Transformers | 39. Ground Mounted, 22/0 | 11 Asset relocations (net) | Ground Mounted Distribution Transformers | 0 | Transformers | 2020 | 2020 | Simple | 16638.9602 | 7974.8863 | 0 | 16638.9602 | 24613.8465 | 1 | 0 | 7974.8863 | 16638.9602 | 24613.8465 | 16638.9602 | 24613.8465 | 0% | 0 | 0 | 0 | 0 | Asset relocations and undergrounding | 8%
Other Network Capex | f. Distribution substations and transformers | Distribution Transformers | 39. Ground Mounted, 22/0 | 11 Asset relocations (net) | Ground Mounted Distribution Transformers | 0 | Labour | 2020 | 2020 | Simple | 4159.7401 | 1993.7216 | 0 | 4159.7401 | 6153.4616 | 1 | 0 | 1993.7216 | 4159.7401 | 6153.4616 | 4159.7401 | 6153.4616 | 0% | 0 | 0 | 0 | 0 | Asset relocations and undergrounding | 8%
Other Network Capex | f. Distribution substations and transformers | Distribution Transformers | 38. Pole Mounted Single/Two/Three Phase, 22/0 | 11 Asset relocations (net) | Pole Mounted Distribution Transformers | 0 | Transformers | 2020 | 2020 | Simple | 18718.8302 | 8971.747 | 0 | 18718.8302 | 27690.5773 | 1 | 0 | 8971.747 | 18718.8302 | 27690.5773 | 18718.8302 | 27690.5773 | 0% | 0 | 0 | 0 | 0 | Asset relocations and undergrounding | 8%
Other Network Capex | f. Distribution substations and transformers | Distribution Transformers | 38. Pole Mounted Single/Two/Three Phase, 22/0 | 11 Asset relocations (net) | Pole Mounted Distribution Transformers | 0 | Labour | 2020 | 2020 | Simple | 4679.7076 | 2242.9368 | 0 | 4679.7076 | 6922.6443 | 1 | 0 | 2242.9368 | 4679.7076 | 6922.6443 | 4679.7076 | 6922.6443 | 0% | 0 | 0 | 0 | 0 | Asset relocations and undergrounding | 8%
Other Network Capex | b. Subtransmission cables | Cables | 4. Subtransmission XLPE installed in or after 1985 | 11 Asset relocations (net) | Subtransmission Cables | 0 | Cables | 2020 | 2020 | Simple | 6239.6101 | 2990.5823 | 0 | 6239.6101 | 9230.1924 | 1 | 0 | 2990.5823 | 6239.6101 | 9230.1924 | 6239.6101 | 9230.1924 | 0% | 0 | 0 | 0 | 0 | Asset relocations and undergrounding | 8%
Other Network Capex | b. Subtransmission cables | Cables | 4. Subtransmission XLPE installed in or after 1985 | 11 Asset relocations (net) | Subtransmission Cables | 0 | Labour | 2020 | 2020 | Simple | 14559.0902 | 6978.0255 | 0 | 14559.0902 | 21537.1157 | 1 | 0 | 6978.0255 | 14559.0902 | 21537.1157 | 14559.0902 | 21537.1157 | 0% | 0 | 0 | 0 | 0 | Asset relocations and undergrounding | 8%
Other Network Capex | e. Distribution and LV cables | Cables | 29. HV XLPE installed in or after 1985 | 11 Asset relocations (net) | Distribution Cables | 0 | Cables | 2020 | 2020 | Simple | 67855.7596 | 32522.583 | 0 | 67855.7596 | 100378.3426 | 1 | 0 | 32522.583 | 67855.7596 | 100378.3426 | 67855.7596 | 100378.3426 | 0% | 0 | 0 | 0 | 0 | Asset relocations and undergrounding | 8%
Other Network Capex | e. Distribution and LV cables | Cables | 29. HV XLPE installed in or after 1985 | 11 Asset relocations (net) | Distribution Cables | 0 | Labour | 2020 | 2020 | Simple | 158330.1058 | 75886.027 | 0 | 158330.1058 | 234216.1328 | 1 | 0 | 75886.027 | 158330.1058 | 234216.1328 | 158330.1058 | 234216.1328 | 0% | 0 | 0 | 0 | 0 | Asset relocations and undergrounding | 8%
Other Network Capex | e. Distribution and LV cables | Cables | 45. LV XLPE or PVC installed in or after 1985 | 11 Asset relocations (net) | Low Voltage Cables | 0 | Cables | 2020 | 2020 | Simple | 57196.4257 | 27413.6715 | 0 | 57196.4257 | 84610.0972 | 1 | 0 | 27413.6715 | 57196.4257 | 84610.0972 | 57196.4257 | 84610.0972 | 0% | 0 | 0 | 0 | 0 | Asset relocations and undergrounding | 8%
Other Network Capex | e. Distribution and LV cables | Cables | 45. LV XLPE or PVC installed in or after 1985 | 11 Asset relocations (net) | Low Voltage Cables | 0 | Labour | 2020 | 2020 | Simple | 85794.6386 | 41120.5073 | 0 | 85794.6386 | 126915.1459 | 1 | 0 | 41120.5073 | 85794.6386 | 126915.1459 | 85794.6386 | 126915.1459 | 0% | 0 | 0 | 0 | 0 | Asset relocations and undergrounding | 8%
Other Network Capex | a. Subtransmission lines | Overhead Conductors | 1. Subtransmission concrete or steel pole | 11 Asset relocations (net) | Subtransmission Conductor | 0 | Conductor | 2020 | 2020 | Simple | 1559.9025 | 747.6456 | 0 | 1559.9025 | 2307.5481 | 1 | 0 | 747.6456 | 1559.9025 | 2307.5481 | 1559.9025 | 2307.5481 | 0% | 0 | 0 | 0 | 0 | Asset relocations and undergrounding | 8%
Other Network Capex | a. Subtransmission lines | Overhead Conductors | 1. Subtransmission concrete or steel pole | 11 Asset relocations (net) | Subtransmission Conductor | 0 | Labour | 2020 | 2020 | Simple | 6239.6101 | 2990.5823 | 0 | 6239.6101 | 9230.1924 | 1 | 0 | 2990.5823 | 6239.6101 | 9230.1924 | 6239.6101 | 9230.1924 | 0% | 0 | 0 | 0 | 0 | Asset relocations and undergrounding | 8%
Other Network Capex | a. Subtransmission lines | Overhead Conductors | 2. Subtransmission wood pole | 11 Asset relocations (net) | Subtransmission Conductor | 0 | Conductor | 2020 | 2020 | Simple | 1559.9025 | 747.6456 | 0 | 1559.9025 | 2307.5481 | 1 | 0 | 747.6456 | 1559.9025 | 2307.5481 | 1559.9025 | 2307.5481 | 0% | 0 | 0 | 0 | 0 | Asset relocations and undergrounding | 10%
Other Network Capex | a. Subtransmission lines | Overhead Conductors | 2. Subtransmission wood pole | 11 Asset relocations (net) | Subtransmission Conductor | 0 | Labour | 2020 | 2020 | Simple | 6239.6101 | 2990.5823 | 0 | 6239.6101 | 9230.1924 | 1 | 0 | 2990.5823 | 6239.6101 | 9230.1924 | 6239.6101 | 9230.1924 | 0% | 0 | 0 | 0 | 0 | Asset relocations and undergrounding | 10%
Other Network Capex | d. Distribution and LV lines | Overhead Conductors | 25. HV concrete or steel pole | 11 Asset relocations (net) | Distribution Conductor | 0 | Conductor | 2020 | 2020 | Simple | 2599.8375 | 1246.076 | 0 | 2599.8375 | 3845.9135 | 1 | 0 | 1246.076 | 2599.8375 | 3845.9135 | 2599.8375 | 3845.9135 | 0% | 0 | 0 | 0 | 0 | Asset relocations and undergrounding | 8%
Other Network Capex | d. Distribution and LV lines | Overhead Conductors | 25. HV concrete or steel pole | 11 Asset relocations (net) | Distribution Conductor | 0 | Labour | 2020 | 2020 | Simple | 10399.3501 | 4984.3039 | 0 | 10399.3501 | 15383.654 | 1 | 0 | 4984.3039 | 10399.3501 | 15383.654 | 10399.3501 | 15383.654 | 0% | 0 | 0 | 0 | 0 | Asset relocations and undergrounding | 8%
Other Network Capex | d. Distribution and LV lines | Overhead Conductors | 26. HV wood pole | 11 Asset relocations (net) | Distribution Conductor | 0 | Conductor | 2020 | 2020 | Simple | 2599.8375 | 1246.076 | 0 | 2599.8375 | 3845.9135 | 1 | 0 | 1246.076 | 2599.8375 | 3845.9135 | 2599.8375 | 3845.9135 | 0% | 0 | 0 | 0 | 0 | Asset relocations and undergrounding | 10%
Other Network Capex | d. Distribution and LV lines | Overhead Conductors | 26. HV wood pole | 11 Asset relocations (net) | Distribution Conductor | 0 | Labour | 2020 | 2020 | Simple | 10399.3501 | 4984.3039 | 0 | 10399.3501 | 15383.654 | 1 | 0 | 4984.3039 | 10399.3501 | 15383.654 | 10399.3501 | 15383.654 | 0% | 0 | 0 | 0 | 0 | Asset relocations and undergrounding | 10%
Other Network Capex | a. Subtransmission lines | Support Structures | 1. Subtransmission concrete or steel pole | 10 Consumer connection (net) | Poles | 0 | Other | 2020 | 2020 | Simple | 507.5949 | 934.4362 | 0 | 507.5949 | 1442.0311 | 1 | 0 | 934.4362 | 507.5949 | 1442.0311 | 507.5949 | 1442.0311 | 0% | 0 | 0 | 0 | 0 | Consumer connection | 8%
Other Network Capex | a. Subtransmission lines | Support Structures | 1. Subtransmission concrete or steel pole | 10 Consumer connection (net) | Poles | 0 | Labour | 2020 | 2020 | Simple | 507.5949 | 934.4362 | 0 | 507.5949 | 1442.0311 | 1 | 0 | 934.4362 | 507.5949 | 1442.0311 | 507.5949 | 1442.0311 | 0% | 0 | 0 | 0 | 0 | Consumer connection | 8%
Other Network Capex | a. Subtransmission lines | Support Structures | 2. Subtransmission wood pole | 10 Consumer connection (net) | Poles | 0 | Other | 2020 | 2020 | Simple | 507.5949 | 934.4362 | 0 | 507.5949 | 1442.0311 | 1 | 0 | 934.4362 | 507.5949 | 1442.0311 | 507.5949 | 1442.0311 | 0% | 0 | 0 | 0 | 0 | Consumer connection | 10%
Other Network Capex | a. Subtransmission lines | Support Structures | 2. Subtransmission wood pole | 10 Consumer connection (net) | Poles | 0 | Labour | 2020 | 2020 | Simple | 507.5949 | 934.4362 | 0 | 507.5949 | 1442.0311 | 1 | 0 | 934.4362 | 507.5949 | 1442.0311 | 507.5949 | 1442.0311 | 0% | 0 | 0 | 0 | 0 | Consumer connection | 10%
Other Network Capex | d. Distribution and LV lines | Support Structures | 25. HV concrete or steel pole | 10 Consumer connection (net) | Poles | 0 | Other | 2020 | 2020 | Simple | 25379.7474 | 46721.8077 | 0 | 25379.7474 | 72101.5552 | 1 | 0 | 46721.8077 | 25379.7474 | 72101.5552 | 25379.7474 | 72101.5552 | 0% | 0 | 0 | 0 | 0 | Consumer connection | 8%
Other Network Capex | d. Distribution and LV lines | Support Structures | 25. HV concrete or steel pole | 10 Consumer connection (net) | Poles | 0 | Labour | 2020 | 2020 | Simple | 25379.7474 | 46721.8077 | 0 | 25379.7474 | 72101.5552 | 1 | 0 | 46721.8077 | 25379.7474 | 72101.5552 | 25379.7474 | 72101.5552 | 0% | 0 | 0 | 0 | 0 | Consumer connection | 8%
Other Network Capex | d. Distribution and LV lines | Support Structures | 26. HV wood pole | 10 Consumer connection (net) | Poles | 0 | Other | 2020 | 2020 | Simple | 25379.7474 | 46721.8077 | 0 | 25379.7474 | 72101.5552 | 1 | 0 | 46721.8077 | 25379.7474 | 72101.5552 | 25379.7474 | 72101.5552 | 0% | 0 | 0 | 0 | 0 | Consumer connection | 10%
Other Network Capex | d. Distribution and LV lines | Support Structures | 26. HV wood pole | 10 Consumer connection (net) | Poles | 0 | Labour | 2020 | 2020 | Simple | 25379.7474 | 46721.8077 | 0 | 25379.7474 | 72101.5552 | 1 | 0 | 46721.8077 | 25379.7474 | 72101.5552 | 25379.7474 | 72101.5552 | 0% | 0 | 0 | 0 | 0 | Consumer connection | 10%
Other Network Capex | d. Distribution and LV lines | Support Structures | 41. LV Concrete pole | 10 Consumer connection (net) | Poles | 0 | Other | 2020 | 2020 | Simple | 9898.1015 | 18221.505 | 0 | 9898.1015 | 28119.6065 | 1 | 0 | 18221.505 | 9898.1015 | 28119.6065 | 9898.1015 | 28119.6065 | 0% | 0 | 0 | 0 | 0 | Consumer connection | 8%
Other Network Capex | d. Distribution and LV lines | Support Structures | 41. LV Concrete pole | 10 Consumer connection (net) | Poles | 0 | Labour | 2020 | 2020 | Simple | 9898.1015 | 18221.505 | 0 | 9898.1015 | 28119.6065 | 1 | 0 | 18221.505 | 9898.1015 | 28119.6065 | 9898.1015 | 28119.6065 | 0% | 0 | 0 | 0 | 0 | Consumer connection | 8%
Other Network Capex | d. Distribution and LV lines | Support Structures | 42. LV Wood pole | 10 Consumer connection (net) | Poles | 0 | Other | 2020 | 2020 | Simple | 9898.1015 | 18221.505 | 0 | 9898.1015 | 28119.6065 | 1 | 0 | 18221.505 | 9898.1015 | 28119.6065 | 9898.1015 | 28119.6065 | 0% | 0 | 0 | 0 | 0 | Consumer connection | 10%
Other Network Capex | d. Distribution and LV lines | Support Structures | 42. LV Wood pole | 10 Consumer connection (net) | Poles | 0 | Labour | 2020 | 2020 | Simple | 9898.1015 | 18221.505 | 0 | 9898.1015 | 28119.6065 | 1 | 0 | 18221.505 | 9898.1015 | 28119.6065 | 9898.1015 | 28119.6065 | 0% | 0 | 0 | 0 | 0 | Consumer connection | 10%
Other Network Capex | a. Subtransmission lines | Support Structures | 1. Subtransmission concrete or steel pole | 10 Consumer connection (net) | Crossarms | 0 | Other | 2020 | 2020 | Simple | 253.7975 | 467.2181 | 0 | 253.7975 | 721.0156 | 1 | 0 | 467.2181 | 253.7975 | 721.0156 | 253.7975 | 721.0156 | 0% | 0 | 0 | 0 | 0 | Consumer connection | 8%
Other Network Capex | a. Subtransmission lines | Support Structures | 1. Subtransmission concrete or steel pole | 10 Consumer connection (net) | Crossarms | 0 | Labour | 2020 | 2020 | Simple | 253.7975 | 467.2181 | 0 | 253.7975 | 721.0156 | 1 | 0 | 467.2181 | 253.7975 | 721.0156 | 253.7975 | 721.0156 | 0% | 0 | 0 | 0 | 0 | Consumer connection | 8%
Other Network Capex | a. Subtransmission lines | Support Structures | 2. Subtransmission wood pole | 10 Consumer connection (net) | Crossarms | 0 | Other | 2020 | 2020 | Simple | 253.7975 | 467.2181 | 0 | 253.7975 | 721.0156 | 1 | 0 | 467.2181 | 253.7975 | 721.0156 | 253.7975 | 721.0156 | 0% | 0 | 0 | 0 | 0 | Consumer connection | 10%
Other Network Capex | a. Subtransmission lines | Support Structures | 2. Subtransmission wood pole | 10 Consumer connection (net) | Crossarms | 0 | Labour | 2020 | 2020 | Simple | 253.7975 | 467.2181 | 0 | 253.7975 | 721.0156 | 1 | 0 | 467.2181 | 253.7975 | 721.0156 | 253.7975 | 721.0156 | 0% | 0 | 0 | 0 | 0 | Consumer connection | 10%
Other Network Capex | d. Distribution and LV lines | Support Structures | 25. HV concrete or steel pole | 10 Consumer connection (net) | Crossarms | 0 | Other | 2020 | 2020 | Simple | 15227.8485 | 28033.0846 | 0 | 15227.8485 | 43260.9331 | 1 | 0 | 28033.0846 | 15227.8485 | 43260.9331 | 15227.8485 | 43260.9331 | 0% | 0 | 0 | 0 | 0 | Consumer connection | 8%
Other Network Capex | d. Distribution and LV lines | Support Structures | 25. HV concrete or steel pole | 10 Consumer connection (net) | Crossarms | 0 | Labour | 2020 | 2020 | Simple | 15227.8485 | 28033.0846 | 0 | 15227.8485 | 43260.9331 | 1 | 0 | 28033.0846 | 15227.8485 | 43260.9331 | 15227.8485 | 43260.9331 | 0% | 0 | 0 | 0 | 0 | Consumer connection | 8%
Other Network Capex | d. Distribution and LV lines | Support Structures | 26. HV wood pole | 10 Consumer connection (net) | Crossarms | 0 | Other | 2020 | 2020 | Simple | 15227.8485 | 28033.0846 | 0 | 15227.8485 | 43260.9331 | 1 | 0 | 28033.0846 | 15227.8485 | 43260.9331 | 15227.8485 | 43260.9331 | 0% | 0 | 0 | 0 | 0 | Consumer connection | 10%
Other Network Capex | d. Distribution and LV lines | Support Structures | 26. HV wood pole | 10 Consumer connection (net) | Crossarms | 0 | Labour | 2020 | 2020 | Simple | 15227.8485 | 28033.0846 | 0 | 15227.8485 | 43260.9331 | 1 | 0 | 28033.0846 | 15227.8485 | 43260.9331 | 15227.8485 | 43260.9331 | 0% | 0 | 0 | 0 | 0 | Consumer connection | 10%
Other Network Capex | d. Distribution and LV lines | Support Structures | 41. LV Concrete pole | 10 Consumer connection (net) | Crossarms | 0 | Other | 2020 | 2020 | Simple | 13197.4687 | 24295.34 | 0 | 13197.4687 | 37492.8087 | 1 | 0 | 24295.34 | 13197.4687 | 37492.8087 | 13197.4687 | 37492.8087 | 0% | 0 | 0 | 0 | 0 | Consumer connection | 8%
Other Network Capex | d. Distribution and LV lines | Support Structures | 41. LV Concrete pole | 10 Consumer connection (net) | Crossarms | 0 | Labour | 2020 | 2020 | Simple | 13197.4687 | 24295.34 | 0 | 13197.4687 | 37492.8087 | 1 | 0 | 24295.34 | 13197.4687 | 37492.8087 | 13197.4687 | 37492.8087 | 0% | 0 | 0 | 0 | 0 | Consumer connection | 8%
Other Network Capex | d. Distribution and LV lines | Support Structures | 42. LV Wood pole | 10 Consumer connection (net) | Crossarms | 0 | Other | 2020 | 2020 | Simple | 13197.4687 | 24295.34 | 0 | 13197.4687 | 37492.8087 | 1 | 0 | 24295.34 | 13197.4687 | 37492.8087 | 13197.4687 | 37492.8087 | 0% | 0 | 0 | 0 | 0 | Consumer connection | 10%
Other Network Capex | d. Distribution and LV lines | Support Structures | 42. LV Wood pole | 10 Consumer connection (net) | Crossarms | 0 | Labour | 2020 | 2020 | Simple | 13197.4687 | 24295.34 | 0 | 13197.4687 | 37492.8087 | 1 | 0 | 24295.34 | 13197.4687 | 37492.8087 | 13197.4687 | 37492.8087 | 0% | 0 | 0 | 0 | 0 | Consumer connection | 10%
Other Network Capex | c. Zone substations | Zone Substations | 14. 66/50/33/22/11 kV Indoor Switchgear Cubicle | 10 Consumer connection (net) | Indoor Switchgear | 0 | Switchgear | 2020 | 2020 | Simple | 22537.2157 | 41488.9653 | 0 | 22537.2157 | 64026.181 | 1 | 0 | 41488.9653 | 22537.2157 | 64026.181 | 22537.2157 | 64026.181 | 0% | 0 | 0 | 0 | 0 | Consumer connection | 8%
Other Network Capex | c. Zone substations | Zone Substations | 14. 66/50/33/22/11 kV Indoor Switchgear Cubicle | 10 Consumer connection (net) | Indoor Switchgear | 0 | Labour | 2020 | 2020 | Simple | 15024.8105 | 27659.3102 | 0 | 15024.8105 | 42684.1207 | 1 | 0 | 27659.3102 | 15024.8105 | 42684.1207 | 15024.8105 | 42684.1207 | 0% | 0 | 0 | 0 | 0 | Consumer connection | 8%
Other Network Capex | c. Zone substations | Zone Substations | 16. 66/50/33/22/11 kV Outdoor Circuit Breakers | 10 Consumer connection (net) | Outdoor Switchgear | 0 | Switchgear | 2020 | 2020 | Simple | 47916.9631 | 88210.773 | 0 | 47916.9631 | 136127.7362 | 1 | 0 | 88210.773 | 47916.9631 | 136127.7362 | 47916.9631 | 136127.7362 | 0% | 0 | 0 | 0 | 0 | Consumer connection | 8%
Other Network Capex | c. Zone substations | Zone Substations | 16. 66/50/33/22/11 kV Outdoor Circuit Breakers | 10 Consumer connection (net) | Outdoor Switchgear | 0 | Labour | 2020 | 2020 | Simple | 11979.2408 | 22052.6933 | 0 | 11979.2408 | 34031.934 | 1 | 0 | 22052.6933 | 11979.2408 | 34031.934 | 11979.2408 | 34031.934 | 0% | 0 | 0 | 0 | 0 | Consumer connection | 8%
Other Network Capex | g. Distribution switchgear | Distribution Switchgear | 36. Ring Main Unit – 3 Way | 10 Consumer connection (net) | Ground Mounted Switchgear | 0 | Switchgear | 2020 | 2020 | Simple | 285065.323 | 524779.3446 | 0 | 285065.323 | 809844.6677 | 1 | 0 | 524779.3446 | 285065.323 | 809844.6677 | 285065.323 | 809844.6677 | 0% | 0 | 0 | 0 | 0 | Consumer connection | 8%
Other Network Capex | g. Distribution switchgear | Distribution Switchgear | 36. Ring Main Unit – 3 Way | 10 Consumer connection (net) | Ground Mounted Switchgear | 0 | Labour | 2020 | 2020 | Simple | 71266.3308 | 131194.8362 | 0 | 71266.3308 | 202461.1669 | 1 | 0 | 131194.8362 | 71266.3308 | 202461.1669 | 71266.3308 | 202461.1669 | 0% | 0 | 0 | 0 | 0 | Consumer connection | 8%
Other Network Capex | g. Distribution switchgear | Distribution Switchgear | 31. 22 / 11 kV Disconnector 3ph, 2ph (Excl Pole) | 10 Consumer connection (net) | Pole Mounted Switches | 0 | Other | 2020 | 2020 | Simple | 84463.7994 | 155490.1762 | 0 | 84463.7994 | 239953.9756 | 1 | 0 | 155490.1762 | 84463.7994 | 239953.9756 | 84463.7994 | 239953.9756 | 0% | 0 | 0 | 0 | 0 | Consumer connection | 8%
Other Network Capex | g. Distribution switchgear | Distribution Switchgear | 31. 22 / 11 kV Disconnector 3ph, 2ph (Excl Pole) | 10 Consumer connection (net) | Pole Mounted Switches | 0 | Labour | 2020 | 2020 | Simple | 21115.9499 | 38872.544 | 0 | 21115.9499 | 59988.4939 | 1 | 0 | 38872.544 | 21115.9499 | 59988.4939 | 21115.9499 | 59988.4939 | 0% | 0 | 0 | 0 | 0 | Consumer connection | 8%
Other Network Capex | g. Distribution switchgear | Distribution Switchgear | 33. 22 / 11 kV Dropout Fuse 3ph, 2ph (Excl Pole) | 10 Consumer connection (net) | Pole Mount Fuses | 0 | Other | 2020 | 2020 | Simple | 140603.8007 | 258838.8149 | 0 | 140603.8007 | 399442.6156 | 1 | 0 | 258838.8149 | 140603.8007 | 399442.6156 | 140603.8007 | 399442.6156 | 0% | 0 | 0 | 0 | 0 | Consumer connection | 8%
Other Network Capex | g. Distribution switchgear | Distribution Switchgear | 33. 22 / 11 kV Dropout Fuse 3ph, 2ph (Excl Pole) | 10 Consumer connection (net) | Pole Mount Fuses | 0 | Labour | 2020 | 2020 | Simple | 140603.8007 | 258838.8149 | 0 | 140603.8007 | 399442.6156 | 1 | 0 | 258838.8149 | 140603.8007 | 399442.6156 | 140603.8007 | 399442.6156 | 0% | 0 | 0 | 0 | 0 | Consumer connection | 8%
Other Network Capex | e. Distribution and LV cables | Distribution Switchgear | 47. Link Pillars | 10 Consumer connection (net) | Low Voltage Enclosures | 0 | Other | 2020 | 2020 | Simple | 120807.5977 | 222395.8049 | 0 | 120807.5977 | 343203.4026 | 1 | 0 | 222395.8049 | 120807.5977 | 343203.4026 | 120807.5977 | 343203.4026 | 0% | 0 | 0 | 0 | 0 | Consumer connection | 8%
Other Network Capex | e. Distribution and LV cables | Distribution Switchgear | 47. Link Pillars | 10 Consumer connection (net) | Low Voltage Enclosures | 0 | Labour | 2020 | 2020 | Simple | 120807.5977 | 222395.8049 | 0 | 120807.5977 | 343203.4026 | 1 | 0 | 222395.8049 | 120807.5977 | 343203.4026 | 120807.5977 | 343203.4026 | 0% | 0 | 0 | 0 | 0 | Consumer connection | 8%
Other Network Capex | f. Distribution substations and transformers | Distribution Transformers | 39. Ground Mounted, 22/0 | 10 Consumer connection (net) | Ground Mounted Distribution Transformers | 0 | Transformers | 2020 | 2020 | Simple | 905549.3879 | 1667034.1005 | 0 | 905549.3879 | 2572583.4884 | 1 | 0 | 1667034.1005 | 905549.3879 | 2572583.4884 | 905549.3879 | 2572583.4884 | 0% | 0 | 0 | 0 | 0 | Consumer connection | 8%
Other Network Capex | f. Distribution substations and transformers | Distribution Transformers | 39. Ground Mounted, 22/0 | 10 Consumer connection (net) | Ground Mounted Distribution Transformers | 0 | Labour | 2020 | 2020 | Simple | 226387.347 | 416758.5251 | 0 | 226387.347 | 643145.8721 | 1 | 0 | 416758.5251 | 226387.347 | 643145.8721 | 226387.347 | 643145.8721 | 0% | 0 | 0 | 0 | 0 | Consumer connection | 8%
Other Network Capex | f. Distribution substations and transformers | Distribution Transformers | 38. Pole Mounted Single/Two/Three Phase, 22/0 | 10 Consumer connection (net) | Pole Mounted Distribution Transformers | 0 | Transformers | 2020 | 2020 | Simple | 588810.1401 | 1083945.9398 | 0 | 588810.1401 | 1672756.0799 | 1 | 0 | 1083945.9398 | 588810.1401 | 1672756.0799 | 588810.1401 | 1672756.0799 | 0% | 0 | 0 | 0 | 0 | Consumer connection | 8%
Other Network Capex | f. Distribution substations and transformers | Distribution Transformers | 38. Pole Mounted Single/Two/Three Phase, 22/0 | 10 Consumer connection (net) | Pole Mounted Distribution Transformers | 0 | Labour | 2020 | 2020 | Simple | 147202.535 | 270986.4849 | 0 | 147202.535 | 418189.02 | 1 | 0 | 270986.4849 | 147202.535 | 418189.02 | 147202.535 | 418189.02 | 0% | 0 | 0 | 0 | 0 | Consumer connection | 8%
Other Network Capex | c. Zone substations | Secondary Systems | 19. Circuit/Transformer/Feeder/Bus Section/Coupler Protection & Controls - Digital | 10 Consumer connection (net) | Protection | 0 | Other | 2020 | 2020 | Simple | 6091.1394 | 11213.2339 | 0 | 6091.1394 | 17304.3732 | 1 | 0 | 11213.2339 | 6091.1394 | 17304.3732 | 6091.1394 | 17304.3732 | 0% | 0 | 0 | 0 | 0 | Consumer connection | 8%
Other Network Capex | c. Zone substations | Secondary Systems | 19. Circuit/Transformer/Feeder/Bus Section/Coupler Protection & Controls - Digital | 10 Consumer connection (net) | Protection | 0 | Labour | 2020 | 2020 | Simple | 24364.5575 | 44852.9354 | 0 | 24364.5575 | 69217.493 | 1 | 0 | 44852.9354 | 24364.5575 | 69217.493 | 24364.5575 | 69217.493 | 0% | 0 | 0 | 0 | 0 | Consumer connection | 8%
Other Network Capex | b. Subtransmission cables | Cables | 4. Subtransmission XLPE installed in or after 1985 | 10 Consumer connection (net) | Subtransmission Cables | 0 | Cables | 2020 | 2020 | Simple | 8832.1521 | 16259.1891 | 0 | 8832.1521 | 25091.3412 | 1 | 0 | 16259.1891 | 8832.1521 | 25091.3412 | 8832.1521 | 25091.3412 | 0% | 0 | 0 | 0 | 0 | Consumer connection | 8%
Other Network Capex | b. Subtransmission cables | Cables | 4. Subtransmission XLPE installed in or after 1985 | 10 Consumer connection (net) | Subtransmission Cables | 0 | Labour | 2020 | 2020 | Simple | 20608.3549 | 37938.1079 | 0 | 20608.3549 | 58546.4628 | 1 | 0 | 37938.1079 | 20608.3549 | 58546.4628 | 20608.3549 | 58546.4628 | 0% | 0 | 0 | 0 | 0 | Consumer connection | 8%
Other Network Capex | e. Distribution and LV cables | Cables | 30. HV PILC | 10 Consumer connection (net) | Distribution Cables | 0 | Cables | 2020 | 2020 | Simple | 160806.0796 | 296029.3739 | 0 | 160806.0796 | 456835.4535 | 1 | 0 | 296029.3739 | 160806.0796 | 456835.4535 | 160806.0796 | 456835.4535 | 0% | 0 | 0 | 0 | 0 | Consumer connection | 8%
Other Network Capex | e. Distribution and LV cables | Cables | 30. HV PILC | 10 Consumer connection (net) | Distribution Cables | 0 | Labour | 2020 | 2020 | Simple | 375214.1858 | 690735.2058 | 0 | 375214.1858 | 1065949.3916 | 1 | 0 | 690735.2058 | 375214.1858 | 1065949.3916 | 375214.1858 | 1065949.3916 | 0% | 0 | 0 | 0 | 0 | Consumer connection | 8%
Other Network Capex | e. Distribution and LV cables | Cables | 46. LV PILC | 10 Consumer connection (net) | Low Voltage Cables | 0 | Cables | 2020 | 2020 | Simple | 457647.6055 | 842487.6373 | 0 | 457647.6055 | 1300135.2428 | 1 | 0 | 842487.6373 | 457647.6055 | 1300135.2428 | 457647.6055 | 1300135.2428 | 0% | 0 | 0 | 0 | 0 | Consumer connection | 8%
Other Network Capex | e. Distribution and LV cables | Cables | 46. LV PILC | 10 Consumer connection (net) | Low Voltage Cables | 0 | Labour | 2020 | 2020 | Simple | 686471.4082 | 1263731.456 | 0 | 686471.4082 | 1950202.8642 | 1 | 0 | 1263731.456 | 686471.4082 | 1950202.8642 | 686471.4082 | 1950202.8642 | 0% | 0 | 0 | 0 | 0 | Consumer connection | 8%
Other Network Capex | d. Distribution and LV lines | Overhead Conductors | 25. HV concrete or steel pole | 10 Consumer connection (net) | Distribution Conductor | 0 | Conductor | 2020 | 2020 | Simple | 5177.4685 | 9531.2488 | 0 | 5177.4685 | 14708.7173 | 1 | 0 | 9531.2488 | 5177.4685 | 14708.7173 | 5177.4685 | 14708.7173 | 0% | 0 | 0 | 0 | 0 | Consumer connection | 8%
Other Network Capex | d. Distribution and LV lines | Overhead Conductors | 25. HV concrete or steel pole | 10 Consumer connection (net) | Distribution Conductor | 0 | Labour | 2020 | 2020 | Simple | 20709.8739 | 38124.9951 | 0 | 20709.8739 | 58834.869 | 1 | 0 | 38124.9951 | 20709.8739 | 58834.869 | 20709.8739 | 58834.869 | 0% | 0 | 0 | 0 | 0 | Consumer connection | 8%
Other Network Capex | d. Distribution and LV lines | Overhead Conductors | 26. HV wood pole | 10 Consumer connection (net) | Distribution Conductor | 0 | Conductor | 2020 | 2020 | Simple | 5177.4685 | 9531.2488 | 0 | 5177.4685 | 14708.7173 | 1 | 0 | 9531.2488 | 5177.4685 | 14708.7173 | 5177.4685 | 14708.7173 | 0% | 0 | 0 | 0 | 0 | Consumer connection | 10%
Other Network Capex | d. Distribution and LV lines | Overhead Conductors | 26. HV wood pole | 10 Consumer connection (net) | Distribution Conductor | 0 | Labour | 2020 | 2020 | Simple | 20709.8739 | 38124.9951 | 0 | 20709.8739 | 58834.869 | 1 | 0 | 38124.9951 | 20709.8739 | 58834.869 | 20709.8739 | 58834.869 | 0% | 0 | 0 | 0 | 0 | Consumer connection | 10%
Other Network Capex | d. Distribution and LV lines | Overhead Conductors | 41. LV Concrete pole | 10 Consumer connection (net) | Low Voltage Conductor | 0 | Conductor | 2020 | 2020 | Simple | 4872.9115 | 8970.5871 | 0 | 4872.9115 | 13843.4986 | 1 | 0 | 8970.5871 | 4872.9115 | 13843.4986 | 4872.9115 | 13843.4986 | 0% | 0 | 0 | 0 | 0 | Consumer connection | 8%
Other Network Capex | d. Distribution and LV lines | Overhead Conductors | 41. LV Concrete pole | 10 Consumer connection (net) | Low Voltage Conductor | 0 | Labour | 2020 | 2020 | Simple | 19491.646 | 35882.3484 | 0 | 19491.646 | 55373.9944 | 1 | 0 | 35882.3484 | 19491.646 | 55373.9944 | 19491.646 | 55373.9944 | 0% | 0 | 0 | 0 | 0 | Consumer connection | 8%
Other Network Capex | d. Distribution and LV lines | Overhead Conductors | 42. LV Wood pole | 10 Consumer connection (net) | Low Voltage Conductor | 0 | Conductor | 2020 | 2020 | Simple | 4872.9115 | 8970.5871 | 0 | 4872.9115 | 13843.4986 | 1 | 0 | 8970.5871 | 4872.9115 | 13843.4986 | 4872.9115 | 13843.4986 | 0% | 0 | 0 | 0 | 0 | Consumer connection | 10%
Other Network Capex | d. Distribution and LV lines | Overhead Conductors | 42. LV Wood pole | 10 Consumer connection (net) | Low Voltage Conductor | 0 | Labour | 2020 | 2020 | Simple | 19491.646 | 35882.3484 | 0 | 19491.646 | 55373.9944 | 1 | 0 | 35882.3484 | 19491.646 | 55373.9944 | 19491.646 | 55373.9944 | 0% | 0 | 0 | 0 | 0 | Consumer connection | 10%
Other Network Capex | h. Other network assets | 0 | 51. Other network assets | 10 Consumer connection (net) | Other | 0 | Other | 2020 | 2020 | Simple | 3045.5697 | 5606.6169 | 0 | 3045.5697 | 8652.1866 | 1 | 0 | 5606.6169 | 3045.5697 | 8652.1866 | 3045.5697 | 8652.1866 | 0% | 0 | 0 | 0 | 0 | Consumer connection | 10%
Non Network Capex | i. Non-network assets | Non-network Assets | 52. Buildings | 15 Facilities | Buildings | 0 | Other | 2020 | 2020 | Simple | 77720.2 | 0 | 0 | 77720.2 | 77720.2 | 1 | 0 | 0 | 77720.2 | 77720.2 | 77720.2 | 77720.2 | 0% | 0 | 0 | 0 | 0 | Non-network CAPEX | 0%
Non Network Capex | i. Non-network assets | Non-network Assets | 53. Furniture and fittings | 15 Facilities | Furniture and fittings | 0 | Other | 2020 | 2020 | Simple | 388601 | 0 | 0 | 388601 | 388601 | 1 | 0 | 0 | 388601 | 388601 | 388601 | 388601 | 0% | 0 | 0 | 0 | 0 | Non-network CAPEX | 13%
Non Network Capex | i. Non-network assets | Non-network Assets | 57. Plant and equipment | 15 Facilities | Plant and equipment | 0 | Other | 2020 | 2020 | Simple | 310880.8 | 0 | 0 | 310880.8 | 310880.8 | 1 | 0 | 0 | 310880.8 | 310880.8 | 310880.8 | 310880.8 | 0% | 0 | 0 | 0 | 0 | Non-network CAPEX | 20%
Renewals | f. Distribution substations and transformers | Distribution Transformers | 38. Pole Mounted Single/Two/Three Phase, 22/0 | 6.2 Pole Mounted Distribution Transformers | Pole Mounted Distribution Transformers | 0 | Transformers | 2020 | 2020 | Simple | 1087160 | 0 | 0 | 1087160 | 1087160 | 1 | 0 | 0 | 1087160 | 1087160 | 1087160 | 1087160 | 0% | 0 | 0 | 0 | 0 | Asset replacement and renewal | 8%
Renewals | f. Distribution substations and transformers | Distribution Transformers | 38. Pole Mounted Single/Two/Three Phase, 22/0 | 6.2 Pole Mounted Distribution Transformers | Pole Mounted Distribution Transformers | 0 | Labour | 2020 | 2020 | Simple | 271790 | 0 | 0 | 271790 | 271790 | 1 | 0 | 0 | 271790 | 271790 | 271790 | 271790 | 0% | 0 | 0 | 0 | 0 | Asset replacement and renewal | 8%
Other Network Capex | g. Distribution switchgear | Distribution Switchgear | 34. 22 / 11 kV Sectionaliser or Recloser (Excl Pole) | 13 RSE | Reclosers and Sectionalisers | 0 | Other | 2020 | 2020 | Simple | 694475.5913 | 0 | 0 | 694475.5913 | 694475.5913 | 1 | 0 | 0 | 694475.5913 | 694475.5913 | 694475.5913 | 694475.5913 | 0% | 0 | 0 | 0 | 0 | Quality of supply | 8%
Other Network Capex | g. Distribution switchgear | Distribution Switchgear | 34. 22 / 11 kV Sectionaliser or Recloser (Excl Pole) | 13 RSE | Reclosers and Sectionalisers | 0 | Labour | 2020 | 2020 | Simple | 462983.7275 | 0 | 0 | 462983.7275 | 462983.7275 | 1 | 0 | 0 | 462983.7275 | 462983.7275 | 462983.7275 | 462983.7275 | 0% | 0 | 0 | 0 | 0 | Quality of supply | 8%
Renewals | a. Subtransmission lines | Overhead Conductors | 1. Subtransmission concrete or steel pole | 2.1 Subtransmission Conductor | Subtransmission Conductor | 0 | Conductor | 2020 | 2020 | Simple | 187864.4444 | 0 | 0 | 187864.4444 | 187864.4444 | 1 | 0 | 0 | 187864.4444 | 187864.4444 | 187864.4444 | 187864.4444 | 0% | 0 | 0 | 0 | 0 | Asset replacement and renewal | 8%
Renewals | a. Subtransmission lines | Overhead Conductors | 1. Subtransmission concrete or steel pole | 2.1 Subtransmission Conductor | Subtransmission Conductor | 0 | Labour | 2020 | 2020 | Simple | 751457.7777 | 0 | 0 | 751457.7777 | 751457.7777 | 1 | 0 | 0 | 751457.7777 | 751457.7777 | 751457.7777 | 751457.7777 | 0% | 0 | 0 | 0 | 0 | Asset replacement and renewal | 8%
Renewals | c. Zone substations | Secondary Systems | 23. DC Supplies, Batteries and Inverters | 7.2 DC Systems | DC Systems | 0 | Other | 2020 | 2020 | Simple | 60047.04 | 0 | 0 | 60047.04 | 60047.04 | 1 | 0 | 0 | 60047.04 | 60047.04 | 60047.04 | 60047.04 | 0% | 0 | 0 | 0 | 0 | Asset replacement and renewal | 8%
Renewals | c. Zone substations | Secondary Systems | 23. DC Supplies, Batteries and Inverters | 7.2 DC Systems | DC Systems | 0 | Labour | 2020 | 2020 | Simple | 240188.16 | 0 | 0 | 240188.16 | 240188.16 | 1 | 0 | 0 | 240188.16 | 240188.16 | 240188.16 | 240188.16 | 0% | 0 | 0 | 0 | 0 | Asset replacement and renewal | 8%
Renewals | f. Distribution substations and transformers | Distribution Transformers | 38. Pole Mounted Single/Two/Three Phase, 22/0 | 3.2 Distribution Cables | Pole Mounted Distribution Transformers | 0 | Transformers | 2020 | 2020 | Simple | 827816.08 | 0 | 0 | 827816.08 | 827816.08 | 1 | 0 | 0 | 827816.08 | 827816.08 | 827816.08 | 827816.08 | 0% | 0 | 0 | 0 | 0 | Asset replacement and renewal | 8%
Renewals | f. Distribution substations and transformers | Distribution Transformers | 38. Pole Mounted Single/Two/Three Phase, 22/0 | 3.2 Distribution Cables | Pole Mounted Distribution Transformers | 0 | Labour | 2020 | 2020 | Simple | 206954.02 | 0 | 0 | 206954.02 | 206954.02 | 1 | 0 | 0 | 206954.02 | 206954.02 | 206954.02 | 206954.02 | 0% | 0 | 0 | 0 | 0 | Asset replacement and renewal | 8%
Renewals | f. Distribution substations and transformers | Distribution Transformers | 39. Ground Mounted, 22/0 | 6.1 Ground Mounted Distribution Transformers | Ground Mounted Distribution Transformers | 0 | Transformers | 2020 | 2020 | Simple | 80733.248 | 0 | 0 | 80733.248 | 80733.248 | 1 | 0 | 0 | 80733.248 | 80733.248 | 80733.248 | 80733.248 | 0% | 0 | 0 | 0 | 0 | Asset replacement and renewal | 8%
Renewals | f. Distribution substations and transformers | Distribution Transformers | 39. Ground Mounted, 22/0 | 6.1 Ground Mounted Distribution Transformers | Ground Mounted Distribution Transformers | 0 | Labour | 2020 | 2020 | Simple | 20183.312 | 0 | 0 | 20183.312 | 20183.312 | 1 | 0 | 0 | 20183.312 | 20183.312 | 20183.312 | 20183.312 | 0% | 0 | 0 | 0 | 0 | Asset replacement and renewal | 8%
Renewals | g. Distribution switchgear | Distribution Switchgear | 33. 22 / 11 kV Dropout Fuse 3ph, 2ph (Excl Pole) | 5.2 Pole Mounted Fuses | Pole Mount Fuses | 0 | Other | 2020 | 2020 | Simple | 37500 | 0 | 0 | 37500 | 37500 | 1 | 0 | 0 | 37500 | 37500 | 37500 | 37500 | 0% | 0 | 0 | 0 | 0 | Asset replacement and renewal | 8%
Renewals | g. Distribution switchgear | Distribution Switchgear | 33. 22 / 11 kV Dropout Fuse 3ph, 2ph (Excl Pole) | 5.2 Pole Mounted Fuses | Pole Mount Fuses | 0 | Labour | 2020 | 2020 | Simple | 37500 | 0 | 0 | 37500 | 37500 | 1 | 0 | 0 | 37500 | 37500 | 37500 | 37500 | 0% | 0 | 0 | 0 | 0 | Asset replacement and renewal | 8%
Renewals | e. Distribution and LV cables | Cables | 45. LV XLPE or PVC installed in or after 1985 | 3.3 Low Voltage Cables | Low Voltage Cables | 0 | Cables | 2020 | 2020 | Simple | 100800 | 0 | 0 | 100800 | 100800 | 1 | 0 | 0 | 100800 | 100800 | 100800 | 100800 | 0% | 0 | 0 | 0 | 0 | Asset replacement and renewal | 8%
Renewals | e. Distribution and LV cables | Cables | 45. LV XLPE or PVC installed in or after 1985 | 3.3 Low Voltage Cables | Low Voltage Cables | 0 | Labour | 2020 | 2020 | Simple | 151200 | 0 | 0 | 151200 | 151200 | 1 | 0 | 0 | 151200 | 151200 | 151200 | 151200 | 0% | 0 | 0 | 0 | 0 | Asset replacement and renewal | 8%
Renewals | g. Distribution switchgear | Distribution Switchgear | 31. 22 / 11 kV Disconnector 3ph, 2ph (Excl Pole) | 5.3 Pole Mounted Switches | Pole Mounted Switches | 0 | Other | 2020 | 2020 | Simple | 235200 | 0 | 0 | 235200 | 235200 | 1 | 0 | 0 | 235200 | 235200 | 235200 | 235200 | 0% | 0 | 0 | 0 | 0 | Asset replacement and renewal | 8%
Renewals | g. Distribution switchgear | Distribution Switchgear | 31. 22 / 11 kV Disconnector 3ph, 2ph (Excl Pole) | 5.3 Pole Mounted Switches | Pole Mounted Switches | 0 | Labour | 2020 | 2020 | Simple | 58800 | 0 | 0 | 58800 | 58800 | 1 | 0 | 0 | 58800 | 58800 | 58800 | 58800 | 0% | 0 | 0 | 0 | 0 | Asset replacement and renewal | 8%
Renewals | f. Distribution substations and transformers | Distribution Switchgear | 40. Distribution substations | 5.6 Ancillary Distribution Substation Equipment | Ancillary Distribution Substation Equipment | 0 | Other | 2020 | 2020 | Simple | 438249 | 0 | 0 | 438249 | 438249 | 1 | 0 | 0 | 438249 | 438249 | 438249 | 438249 | 0% | 0 | 0 | 0 | 0 | Asset replacement and renewal | 10%
Renewals | f. Distribution substations and transformers | Distribution Switchgear | 40. Distribution substations | 5.6 Ancillary Distribution Substation Equipment | Ancillary Distribution Substation Equipment | 0 | Labour | 2020 | 2020 | Simple | 438249 | 0 | 0 | 438249 | 438249 | 1 | 0 | 0 | 438249 | 438249 | 438249 | 438249 | 0% | 0 | 0 | 0 | 0 | Asset replacement and renewal | 10%
Growth | d. Distribution and LV lines | Support Structures | 25. HV concrete or steel pole | 9 Distribution and LV Reinforcement | Poles | 0 | Other | 2020 | 2020 | Simple | 88222.1533 | 0 | 0 | 88222.1533 | 88222.1533 | 1 | 0 | 0 | 88222.1533 | 88222.1533 | 88222.1533 | 88222.1533 | 0% | 0 | 0 | 0 | 0 | System growth | 8%
Growth | d. Distribution and LV lines | Support Structures | 25. HV concrete or steel pole | 9 Distribution and LV Reinforcement | Poles | 0 | Labour | 2020 | 2020 | Simple | 88222.1533 | 0 | 0 | 88222.1533 | 88222.1533 | 1 | 0 | 0 | 88222.1533 | 88222.1533 | 88222.1533 | 88222.1533 | 0% | 0 | 0 | 0 | 0 | System growth | 8%
Growth | d. Distribution and LV lines | Support Structures | 26. HV wood pole | 9 Distribution and LV Reinforcement | Poles | 0 | Other | 2020 | 2020 | Simple | 88222.1533 | 0 | 0 | 88222.1533 | 88222.1533 | 1 | 0 | 0 | 88222.1533 | 88222.1533 | 88222.1533 | 88222.1533 | 0% | 0 | 0 | 0 | 0 | System growth | 10%
Growth | d. Distribution and LV lines | Support Structures | 26. HV wood pole | 9 Distribution and LV Reinforcement | Poles | 0 | Labour | 2020 | 2020 | Simple | 88222.1533 | 0 | 0 | 88222.1533 | 88222.1533 | 1 | 0 | 0 | 88222.1533 | 88222.1533 | 88222.1533 | 88222.1533 | 0% | 0 | 0 | 0 | 0 | System growth | 10%
Growth | d. Distribution and LV lines | Support Structures | 41. LV Concrete pole | 9 Distribution and LV Reinforcement | Poles | 0 | Other | 2020 | 2020 | Simple | 39209.8459 | 0 | 0 | 39209.8459 | 39209.8459 | 1 | 0 | 0 | 39209.8459 | 39209.8459 | 39209.8459 | 39209.8459 | 0% | 0 | 0 | 0 | 0 | System growth | 8%
Growth | d. Distribution and LV lines | Support Structures | 41. LV Concrete pole | 9 Distribution and LV Reinforcement | Poles | 0 | Labour | 2020 | 2020 | Simple | 39209.8459 | 0 | 0 | 39209.8459 | 39209.8459 | 1 | 0 | 0 | 39209.8459 | 39209.8459 | 39209.8459 | 39209.8459 | 0% | 0 | 0 | 0 | 0 | System growth | 8%
Growth | d. Distribution and LV lines | Support Structures | 42. LV Wood pole | 9 Distribution and LV Reinforcement | Poles | 0 | Other | 2020 | 2020 | Simple | 39209.8459 | 0 | 0 | 39209.8459 | 39209.8459 | 1 | 0 | 0 | 39209.8459 | 39209.8459 | 39209.8459 | 39209.8459 | 0% | 0 | 0 | 0 | 0 | System growth | 10%
Growth | d. Distribution and LV lines | Support Structures | 42. LV Wood pole | 9 Distribution and LV Reinforcement | Poles | 0 | Labour | 2020 | 2020 | Simple | 39209.8459 | 0 | 0 | 39209.8459 | 39209.8459 | 1 | 0 | 0 | 39209.8459 | 39209.8459 | 39209.8459 | 39209.8459 | 0% | 0 | 0 | 0 | 0 | System growth | 10%
Growth | d. Distribution and LV lines | Support Structures | 25. HV concrete or steel pole | 9 Distribution and LV Reinforcement | Crossarms | 0 | Other | 2020 | 2020 | Simple | 58814.7688 | 0 | 0 | 58814.7688 | 58814.7688 | 1 | 0 | 0 | 58814.7688 | 58814.7688 | 58814.7688 | 58814.7688 | 0% | 0 | 0 | 0 | 0 | System growth | 8%
Growth | d. Distribution and LV lines | Support Structures | 25. HV concrete or steel pole | 9 Distribution and LV Reinforcement | Crossarms | 0 | Labour | 2020 | 2020 | Simple | 58814.7688 | 0 | 0 | 58814.7688 | 58814.7688 | 1 | 0 | 0 | 58814.7688 | 58814.7688 | 58814.7688 | 58814.7688 | 0% | 0 | 0 | 0 | 0 | System growth | 8%
Growth | d. Distribution and LV lines | Support Structures | 26. HV wood pole | 9 Distribution and LV Reinforcement | Crossarms | 0 | Other | 2020 | 2020 | Simple | 58814.7688 | 0 | 0 | 58814.7688 | 58814.7688 | 1 | 0 | 0 | 58814.7688 | 58814.7688 | 58814.7688 | 58814.7688 | 0% | 0 | 0 | 0 | 0 | System growth | 10%
Growth | d. Distribution and LV lines | Support Structures | 26. HV wood pole | 9 Distribution and LV Reinforcement | Crossarms | 0 | Labour | 2020 | 2020 | Simple | 58814.7688 | 0 | 0 | 58814.7688 | 58814.7688 | 1 | 0 | 0 | 58814.7688 | 58814.7688 | 58814.7688 | 58814.7688 | 0% | 0 | 0 | 0 | 0 | System growth | 10%
Growth | d. Distribution and LV lines | Support Structures | 41. LV Concrete pole | 9 Distribution and LV Reinforcement | Crossarms | 0 | Other | 2020 | 2020 | Simple | 29407.3844 | 0 | 0 | 29407.3844 | 29407.3844 | 1 | 0 | 0 | 29407.3844 | 29407.3844 | 29407.3844 | 29407.3844 | 0% | 0 | 0 | 0 | 0 | System growth | 8%
Growth | d. Distribution and LV lines | Support Structures | 41. LV Concrete pole | 9 Distribution and LV Reinforcement | Crossarms | 0 | Labour | 2020 | 2020 | Simple | 29407.3844 | 0 | 0 | 29407.3844 | 29407.3844 | 1 | 0 | 0 | 29407.3844 | 29407.3844 | 29407.3844 | 29407.3844 | 0% | 0 | 0 | 0 | 0 | System growth | 8%
Growth | d. Distribution and LV lines | Support Structures | 42. LV Wood pole | 9 Distribution and LV Reinforcement | Crossarms | 0 | Other | 2020 | 2020 | Simple | 29407.3844 | 0 | 0 | 29407.3844 | 29407.3844 | 1 | 0 | 0 | 29407.3844 | 29407.3844 | 29407.3844 | 29407.3844 | 0% | 0 | 0 | 0 | 0 | System growth | 10%
Growth | d. Distribution and LV lines | Support Structures | 42. LV Wood pole | 9 Distribution and LV Reinforcement | Crossarms | 0 | Labour | 2020 | 2020 | Simple | 29407.3844 | 0 | 0 | 29407.3844 | 29407.3844 | 1 | 0 | 0 | 29407.3844 | 29407.3844 | 29407.3844 | 29407.3844 | 0% | 0 | 0 | 0 | 0 | System growth | 10%
Growth | g. Distribution switchgear | Distribution Switchgear | 32. 22 / 11 kV Load Break Switch (Excl Pole) | 9 Distribution and LV Reinforcement | Pole Mounted Switches | 0 | Other | 2020 | 2020 | Simple | 94103.6301 | 0 | 0 | 94103.6301 | 94103.6301 | 1 | 0 | 0 | 94103.6301 | 94103.6301 | 94103.6301 | 94103.6301 | 0% | 0 | 0 | 0 | 0 | System growth | 8%
Growth | g. Distribution switchgear | Distribution Switchgear | 32. 22 / 11 kV Load Break Switch (Excl Pole) | 9 Distribution and LV Reinforcement | Pole Mounted Switches | 0 | Labour | 2020 | 2020 | Simple | 62735.7534 | 0 | 0 | 62735.7534 | 62735.7534 | 1 | 0 | 0 | 62735.7534 | 62735.7534 | 62735.7534 | 62735.7534 | 0% | 0 | 0 | 0 | 0 | System growth | 8%
Growth | g. Distribution switchgear | Distribution Switchgear | 34. 22 / 11 kV Sectionaliser or Recloser (Excl Pole) | 9 Distribution and LV Reinforcement | Reclosers and Sectionalisers | 0 | Other | 2020 | 2020 | Simple | 70577.7226 | 0 | 0 | 70577.7226 | 70577.7226 | 1 | 0 | 0 | 70577.7226 | 70577.7226 | 70577.7226 | 70577.7226 | 0% | 0 | 0 | 0 | 0 | System growth | 8%
Growth | g. Distribution switchgear | Distribution Switchgear | 34. 22 / 11 kV Sectionaliser or Recloser (Excl Pole) | 9 Distribution and LV Reinforcement | Reclosers and Sectionalisers | 0 | Labour | 2020 | 2020 | Simple | 47051.8151 | 0 | 0 | 47051.8151 | 47051.8151 | 1 | 0 | 0 | 47051.8151 | 47051.8151 | 47051.8151 | 47051.8151 | 0% | 0 | 0 | 0 | 0 | System growth | 8%
Growth | g. Distribution switchgear | Distribution Switchgear | 33. 22 / 11 kV Dropout Fuse 3ph, 2ph (Excl Pole) | 9 Distribution and LV Reinforcement | Pole Mount Fuses | 0 | Other | 2020 | 2020 | Simple | 137234.4606 | 0 | 0 | 137234.4606 | 137234.4606 | 1 | 0 | 0 | 137234.4606 | 137234.4606 | 137234.4606 | 137234.4606 | 0% | 0 | 0 | 0 | 0 | System growth | 8%
Growth | g. Distribution switchgear | Distribution Switchgear | 33. 22 / 11 kV Dropout Fuse 3ph, 2ph (Excl Pole) | 9 Distribution and LV Reinforcement | Pole Mount Fuses | 0 | Labour | 2020 | 2020 | Simple | 137234.4606 | 0 | 0 | 137234.4606 | 137234.4606 | 1 | 0 | 0 | 137234.4606 | 137234.4606 | 137234.4606 | 137234.4606 | 0% | 0 | 0 | 0 | 0 | System growth | 8%
Growth | e. Distribution and LV cables | Distribution Switchgear | 47. Link Pillars | 9 Distribution and LV Reinforcement | Low Voltage Enclosures | 0 | Other | 2020 | 2020 | Simple | 19604.9229 | 0 | 0 | 19604.9229 | 19604.9229 | 1 | 0 | 0 | 19604.9229 | 19604.9229 | 19604.9229 | 19604.9229 | 0% | 0 | 0 | 0 | 0 | System growth | 8%
Growth | e. Distribution and LV cables | Distribution Switchgear | 47. Link Pillars | 9 Distribution and LV Reinforcement | Low Voltage Enclosures | 0 | Labour | 2020 | 2020 | Simple | 19604.9229 | 0 | 0 | 19604.9229 | 19604.9229 | 1 | 0 | 0 | 19604.9229 | 19604.9229 | 19604.9229 | 19604.9229 | 0% | 0 | 0 | 0 | 0 | System growth | 8%
Growth | f. Distribution substations and transformers | Distribution Transformers | 39. Ground Mounted, 22/0 | 9 Distribution and LV Reinforcement | Ground Mounted Distribution Transformers | 0 | Transformers | 2020 | 2020 | Simple | 313678.7671 | 0 | 0 | 313678.7671 | 313678.7671 | 1 | 0 | 0 | 313678.7671 | 313678.7671 | 313678.7671 | 313678.7671 | 0% | 0 | 0 | 0 | 0 | System growth | 8%
Growth | f. Distribution substations and transformers | Distribution Transformers | 39. Ground Mounted, 22/0 | 9 Distribution and LV Reinforcement | Ground Mounted Distribution Transformers | 0 | Labour | 2020 | 2020 | Simple | 78419.6918 | 0 | 0 | 78419.6918 | 78419.6918 | 1 | 0 | 0 | 78419.6918 | 78419.6918 | 78419.6918 | 78419.6918 | 0% | 0 | 0 | 0 | 0 | System growth | 8%
Growth | f. Distribution substations and transformers | Distribution Transformers | 38. Pole Mounted Single/Two/Three Phase, 22/0 | 9 Distribution and LV Reinforcement | Pole Mounted Distribution Transformers | 0 | Transformers | 2020 | 2020 | Simple | 94103.6301 | 0 | 0 | 94103.6301 | 94103.6301 | 1 | 0 | 0 | 94103.6301 | 94103.6301 | 94103.6301 | 94103.6301 | 0% | 0 | 0 | 0 | 0 | System growth | 8%
Growth | f. Distribution substations and transformers | Distribution Transformers | 38. Pole Mounted Single/Two/Three Phase, 22/0 | 9 Distribution and LV Reinforcement | Pole Mounted Distribution Transformers | 0 | Labour | 2020 | 2020 | Simple | 23525.9075 | 0 | 0 | 23525.9075 | 23525.9075 | 1 | 0 | 0 | 23525.9075 | 23525.9075 | 23525.9075 | 23525.9075 | 0% | 0 | 0 | 0 | 0 | System growth | 8%
Growth | g. Distribution switchgear | Distribution Transformers | 35. Voltage Regulator | 9 Distribution and LV Reinforcement | Voltage Regulators | 0 | Transformers | 2020 | 2020 | Simple | 15683.9384 | 0 | 0 | 15683.9384 | 15683.9384 | 1 | 0 | 0 | 15683.9384 | 15683.9384 | 15683.9384 | 15683.9384 | 0% | 0 | 0 | 0 | 0 | System growth | 8%
Growth | g. Distribution switchgear | Distribution Transformers | 35. Voltage Regulator | 9 Distribution and LV Reinforcement | Voltage Regulators | 0 | Labour | 2020 | 2020 | Simple | 3920.9846 | 0 | 0 | 3920.9846 | 3920.9846 | 1 | 0 | 0 | 3920.9846 | 3920.9846 | 3920.9846 | 3920.9846 | 0% | 0 | 0 | 0 | 0 | System growth | 8%
Growth | c. Zone substations | Secondary Systems | 19. Circuit/Transformer/Feeder/Bus Section/Coupler Protection & Controls - Digital | 9 Distribution and LV Reinforcement | Protection | 0 | Other | 2020 | 2020 | Simple | 7841.9692 | 0 | 0 | 7841.9692 | 7841.9692 | 1 | 0 | 0 | 7841.9692 | 7841.9692 | 7841.9692 | 7841.9692 | 0% | 0 | 0 | 0 | 0 | System growth | 8%
Growth | c. Zone substations | Secondary Systems | 19. Circuit/Transformer/Feeder/Bus Section/Coupler Protection & Controls - Digital | 9 Distribution and LV Reinforcement | Protection | 0 | Labour | 2020 | 2020 | Simple | 31367.8767 | 0 | 0 | 31367.8767 | 31367.8767 | 1 | 0 | 0 | 31367.8767 | 31367.8767 | 31367.8767 | 31367.8767 | 0% | 0 | 0 | 0 | 0 | System growth | 8%
Growth | h. Other network assets | Secondary Systems | 50. SCADA and Comms (Central Facilities and / or wider Network Communications Equipment) | 9 Distribution and LV Reinforcement | Remote Terminal Units | 0 | Other | 2020 | 2020 | Simple | 3920.9846 | 0 | 0 | 3920.9846 | 3920.9846 | 1 | 0 | 0 | 3920.9846 | 3920.9846 | 3920.9846 | 3920.9846 | 0% | 0 | 0 | 0 | 0 | System growth | 10%
Growth | h. Other network assets | Secondary Systems | 50. SCADA and Comms (Central Facilities and / or wider Network Communications Equipment) | 9 Distribution and LV Reinforcement | Remote Terminal Units | 0 | Labour | 2020 | 2020 | Simple | 15683.9384 | 0 | 0 | 15683.9384 | 15683.9384 | 1 | 0 | 0 | 15683.9384 | 15683.9384 | 15683.9384 | 15683.9384 | 0% | 0 | 0 | 0 | 0 | System growth | 10%
Growth | e. Distribution and LV cables | Cables | 29. HV XLPE installed in or after 1985 | 9 Distribution and LV Reinforcement | Distribution Cables | 0 | Cables | 2020 | 2020 | Simple | 317599.7517 | 0 | 0 | 317599.7517 | 317599.7517 | 1 | 0 | 0 | 317599.7517 | 317599.7517 | 317599.7517 | 317599.7517 | 0% | 0 | 0 | 0 | 0 | System growth | 8%
Growth | e. Distribution and LV cables | Cables | 29. HV XLPE installed in or after 1985 | 9 Distribution and LV Reinforcement | Distribution Cables | 0 | Labour | 2020 | 2020 | Simple | 741066.0873 | 0 | 0 | 741066.0873 | 741066.0873 | 1 | 0 | 0 | 741066.0873 | 741066.0873 | 741066.0873 | 741066.0873 | 0% | 0 | 0 | 0 | 0 | System growth | 8%
Growth | e. Distribution and LV cables | Cables | 45. LV XLPE or PVC installed in or after 1985 | 9 Distribution and LV Reinforcement | Low Voltage Cables | 0 | Cables | 2020 | 2020 | Simple | 31367.8767 | 0 | 0 | 31367.8767 | 31367.8767 | 1 | 0 | 0 | 31367.8767 | 31367.8767 | 31367.8767 | 31367.8767 | 0% | 0 | 0 | 0 | 0 | System growth | 8%
Growth | e. Distribution and LV cables | Cables | 45. LV XLPE or PVC installed in or after 1985 | 9 Distribution and LV Reinforcement | Low Voltage Cables | 0 | Labour | 2020 | 2020 | Simple | 47051.8151 | 0 | 0 | 47051.8151 | 47051.8151 | 1 | 0 | 0 | 47051.8151 | 47051.8151 | 47051.8151 | 47051.8151 | 0% | 0 | 0 | 0 | 0 | System growth | 8%
Growth | d. Distribution and LV lines | Overhead Conductors | 25. HV concrete or steel pole | 9 Distribution and LV Reinforcement | Distribution Conductor | 0 | Conductor | 2020 | 2020 | Simple | 62735.7534 | 0 | 0 | 62735.7534 | 62735.7534 | 1 | 0 | 0 | 62735.7534 | 62735.7534 | 62735.7534 | 62735.7534 | 0% | 0 | 0 | 0 | 0 | System growth | 8%
Growth | d. Distribution and LV lines | Overhead Conductors | 25. HV concrete or steel pole | 9 Distribution and LV Reinforcement | Distribution Conductor | 0 | Labour | 2020 | 2020 | Simple | 250943.0137 | 0 | 0 | 250943.0137 | 250943.0137 | 1 | 0 | 0 | 250943.0137 | 250943.0137 | 250943.0137 | 250943.0137 | 0% | 0 | 0 | 0 | 0 | System growth | 8%
Growth | d. Distribution and LV lines | Overhead Conductors | 26. HV wood pole | 9 Distribution and LV Reinforcement | Distribution Conductor | 0 | Conductor | 2020 | 2020 | Simple | 62735.7534 | 0 | 0 | 62735.7534 | 62735.7534 | 1 | 0 | 0 | 62735.7534 | 62735.7534 | 62735.7534 | 62735.7534 | 0% | 0 | 0 | 0 | 0 | System growth | 10%
Growth | d. Distribution and LV lines | Overhead Conductors | 26. HV wood pole | 9 Distribution and LV Reinforcement | Distribution Conductor | 0 | Labour | 2020 | 2020 | Simple | 250943.0137 | 0 | 0 | 250943.0137 | 250943.0137 | 1 | 0 | 0 | 250943.0137 | 250943.0137 | 250943.0137 | 250943.0137 | 0% | 0 | 0 | 0 | 0 | System growth | 10%
Growth | d. Distribution and LV lines | Overhead Conductors | 41. LV Concrete pole | 9 Distribution and LV Reinforcement | Low Voltage Conductor | 0 | Conductor | 2020 | 2020 | Simple | 11762.9538 | 0 | 0 | 11762.9538 | 11762.9538 | 1 | 0 | 0 | 11762.9538 | 11762.9538 | 11762.9538 | 11762.9538 | 0% | 0 | 0 | 0 | 0 | System growth | 8%
Growth | d. Distribution and LV lines | Overhead Conductors | 41. LV Concrete pole | 9 Distribution and LV Reinforcement | Low Voltage Conductor | 0 | Labour | 2020 | 2020 | Simple | 47051.8151 | 0 | 0 | 47051.8151 | 47051.8151 | 1 | 0 | 0 | 47051.8151 | 47051.8151 | 47051.8151 | 47051.8151 | 0% | 0 | 0 | 0 | 0 | System growth | 8%
Growth | d. Distribution and LV lines | Overhead Conductors | 42. LV Wood pole | 9 Distribution and LV Reinforcement | Low Voltage Conductor | 0 | Conductor | 2020 | 2020 | Simple | 11762.9538 | 0 | 0 | 11762.9538 | 11762.9538 | 1 | 0 | 0 | 11762.9538 | 11762.9538 | 11762.9538 | 11762.9538 | 0% | 0 | 0 | 0 | 0 | System growth | 10%
Growth | d. Distribution and LV lines | Overhead Conductors | 42. LV Wood pole | 9 Distribution and LV Reinforcement | Low Voltage Conductor | 0 | Labour | 2020 | 2020 | Simple | 47051.8151 | 0 | 0 | 47051.8151 | 47051.8151 | 1 | 0 | 0 | 47051.8151 | 47051.8151 | 47051.8151 | 47051.8151 | 0% | 0 | 0 | 0 | 0 | System growth | 10%
Renewals | d. Distribution and LV lines | Support Structures | 25. HV concrete or steel pole | 1.1 Poles | Poles | 0 | Other | 2020 | 2020 | Simple | 6468750 | 0 | 0 | 6468750 | 6468750 | 1 | 0 | 0 | 6468750 | 6468750 | 6468750 | 6468750 | 0% | 0 | 0 | 0 | 0 | Asset replacement and renewal | 8%
Renewals | d. Distribution and LV lines | Support Structures | 25. HV concrete or steel pole | 1.1 Poles | Poles | 0 | Labour | 2020 | 2020 | Simple | 6468750 | 0 | 0 | 6468750 | 6468750 | 1 | 0 | 0 | 6468750 | 6468750 | 6468750 | 6468750 | 0% | 0 | 0 | 0 | 0 | Asset replacement and renewal | 8%
Renewals | d. Distribution and LV lines | Support Structures | 27. HV pole reinforcement | 1.1 Poles | Poles | 0 | Other | 2020 | 2020 | Simple | 630000 | 0 | 0 | 630000 | 630000 | 1 | 0 | 0 | 630000 | 630000 | 630000 | 630000 | 0% | 0 | 0 | 0 | 0 | Asset replacement and renewal | 8%
Renewals | d. Distribution and LV lines | Support Structures | 27. HV pole reinforcement | 1.1 Poles | Poles | 0 | Labour | 2020 | 2020 | Simple | 630000 | 0 | 0 | 630000 | 630000 | 1 | 0 | 0 | 630000 | 630000 | 630000 | 630000 | 0% | 0 | 0 | 0 | 0 | Asset replacement and renewal | 8%
Renewals | d. Distribution and LV lines | Support Structures | 25. HV concrete or steel pole | 1.2 Crossarms | Crossarms | 0 | Other | 2020 | 2020 | Simple | 570625 | 0 | 0 | 570625 | 570625 | 1 | 0 | 0 | 570625 | 570625 | 570625 | 570625 | 0% | 0 | 0 | 0 | 0 | Asset replacement and renewal | 8%
Renewals | d. Distribution and LV lines | Support Structures | 25. HV concrete or steel pole | 1.2 Crossarms | Crossarms | 0 | Labour | 2020 | 2020 | Simple | 570625 | 0 | 0 | 570625 | 570625 | 1 | 0 | 0 | 570625 | 570625 | 570625 | 570625 | 0% | 0 | 0 | 0 | 0 | Asset replacement and renewal | 8%
Renewals | d. Distribution and LV lines | Overhead Conductors | 25. HV concrete or steel pole | 2.2 Distribution Conductor | Distribution Conductor | 0 | Conductor | 2020 | 2020 | Simple | 834300 | 0 | 0 | 834300 | 834300 | 1 | 0 | 0 | 834300 | 834300 | 834300 | 834300 | 0% | 0 | 0 | 0 | 0 | Asset replacement and renewal | 8%
Renewals | d. Distribution and LV lines | Overhead Conductors | 25. HV concrete or steel pole | 2.2 Distribution Conductor | Distribution Conductor | 0 | Labour | 2020 | 2020 | Simple | 3337200 | 0 | 0 | 3337200 | 3337200 | 1 | 0 | 0 | 3337200 | 3337200 | 3337200 | 3337200 | 0% | 0 | 0 | 0 | 0 | Asset replacement and renewal | 8%
Renewals | g. Distribution switchgear | Distribution Switchgear | 36. Ring Main Unit – 3 Way | 5.1 Ground Mounted Switchgear | Ground Mounted Switchgear | 0 | Switchgear | 2020 | 2020 | Simple | 978060 | 0 | 0 | 978060 | 978060 | 1 | 0 | 0 | 978060 | 978060 | 978060 | 978060 | 0% | 0 | 0 | 0 | 0 | Asset replacement and renewal | 8%
Renewals | g. Distribution switchgear | Distribution Switchgear | 36. Ring Main Unit – 3 Way | 5.1 Ground Mounted Switchgear | Ground Mounted Switchgear | 0 | Labour | 2020 | 2020 | Simple | 244515 | 0 | 0 | 244515 | 244515 | 1 | 0 | 0 | 244515 | 244515 | 244515 | 244515 | 0% | 0 | 0 | 0 | 0 | Asset replacement and renewal | 8%
Renewals | e. Distribution and LV cables | Distribution Switchgear | 47. Link Pillars | 5.4 Low Voltage Enclosures | Low Voltage Enclosures | 0 | Other | 2020 | 2020 | Simple | 62500 | 0 | 0 | 62500 | 62500 | 1 | 0 | 0 | 62500 | 62500 | 62500 | 62500 | 0% | 0 | 0 | 0 | 0 | Asset replacement and renewal | 8%
Renewals | e. Distribution and LV cables | Distribution Switchgear | 47. Link Pillars | 5.4 Low Voltage Enclosures | Low Voltage Enclosures | 0 | Labour | 2020 | 2020 | Simple | 62500 | 0 | 0 | 62500 | 62500 | 1 | 0 | 0 | 62500 | 62500 | 62500 | 62500 | 0% | 0 | 0 | 0 | 0 | Asset replacement and renewal | 8%
Renewals | e. Distribution and LV cables | Distribution Switchgear | 48. LV Overhead / Underground Customer Service Connections | 5.4 Low Voltage Enclosures | Low Voltage Enclosures | 0 | Other | 2020 | 2020 | Simple | 225000 | 0 | 0 | 225000 | 225000 | 1 | 0 | 0 | 225000 | 225000 | 225000 | 225000 | 0% | 0 | 0 | 0 | 0 | Asset replacement and renewal | 8%
Renewals | e. Distribution and LV cables | Distribution Switchgear | 48. LV Overhead / Underground Customer Service Connections | 5.4 Low Voltage Enclosures | Low Voltage Enclosures | 0 | Labour | 2020 | 2020 | Simple | 225000 | 0 | 0 | 225000 | 225000 | 1 | 0 | 0 | 225000 | 225000 | 225000 | 225000 | 0% | 0 | 0 | 0 | 0 | Asset replacement and renewal | 8%
Renewals | c. Zone substations | Secondary Systems | 19. Circuit/Transformer/Feeder/Bus Section/Coupler Protection & Controls - Digital | 7.1 Protection | Protection | 0 | Other | 2020 | 2020 | Simple | 252000 | 0 | 0 | 252000 | 252000 | 1 | 0 | 0 | 252000 | 252000 | 252000 | 252000 | 0% | 0 | 0 | 0 | 0 | Asset replacement and renewal | 8%
Renewals | c. Zone substations | Secondary Systems | 19. Circuit/Transformer/Feeder/Bus Section/Coupler Protection & Controls - Digital | 7.1 Protection | Protection | 0 | Labour | 2020 | 2020 | Simple | 1008000 | 0 | 0 | 1008000 | 1008000 | 1 | 0 | 0 | 1008000 | 1008000 | 1008000 | 1008000 | 0% | 0 | 0 | 0 | 0 | Asset replacement and renewal | 8%
Non Network Capex | i. Non-network assets | Non-network Assets | 54. Computer hardware | 14 IT | Computer hardware | 0 | Other | 2020 | 2020 | Simple | 145805 | 0 | 0 | 145805 | 145805 | 1 | 0 | 0 | 145805 | 145805 | 145805 | 145805 | 0% | 0 | 0 | 0 | 0 | Non-network CAPEX | 50%
Non Network Capex | i. Non-network assets | Non-network Assets | 55. Computer software | 14 IT | Computer software | 0 | Other | 2020 | 2020 | Simple | 2770295 | 0 | 0 | 2770295 | 2770295 | 1 | 0 | 0 | 2770295 | 2770295 | 2770295 | 2770295 | 0% | 0 | 0 | 0 | 0 | Non-network CAPEX | 50%
Non Network Capex | i. Non-network assets | Non-network Assets | 59. Other non-network | 14 IT | 0 | 14 IT | Other | 2020 | 2020 | Simple | 0 | 0 | 1572901.8772 | 1572901.8772 | 1572901.8772 | 1 | 1572901.8772 | 0 | 0 | 0 | 1572901.8772 | 1572901.8772 | 0% | 0 | 0 | 0 | 0 | Non-network CAPEX
Non Network Capex | i. Non-network assets | Non-network Assets | 57. Plant and equipment | 15 Facilities | 0 | 15 Facilities | Other | 2020 | 2020 | Simple | 0 | 0 | 3348425.1664 | 3348425.1664 | 3348425.1664 | 1 | 3348425.1664 | 0 | 0 | 0 | 3348425.1664 | 3348425.1664 | 0% | 0 | 0 | 0 | 0 | Non-network CAPEX
Renewals | f. Distribution substations and transformers | Distribution Switchgear | 40. Distribution substations | 6.4 Mobile Distribution Substations and Generators | Ancillary Distribution Substation Equipment | 0 | Other | 2020 | 2020 | Simple | 18880.5 | 0 | 0 | 18880.5 | 18880.5 | 1 | 0 | 0 | 18880.5 | 18880.5 | 18880.5 | 18880.5 | 0% | 0 | 0 | 0 | 0 | Asset replacement and renewal | 10%
Renewals | f. Distribution substations and transformers | Distribution Switchgear | 40. Distribution substations | 6.4 Mobile Distribution Substations and Generators | Ancillary Distribution Substation Equipment | 0 | Labour | 2020 | 2020 | Simple | 18880.5 | 0 | 0 | 18880.5 | 18880.5 | 1 | 0 | 0 | 18880.5 | 18880.5 | 18880.5 | 18880.5 | 0% | 0 | 0 | 0 | 0 | Asset replacement and renewal | 10%
Renewals | g. Distribution switchgear | Distribution Switchgear | 34. 22 / 11 kV Sectionaliser or Recloser (Excl Pole) | 5.3 Pole Mounted Switches | Reclosers and Sectionalisers | 0 | Other | 2020 | 2020 | Simple | 4193.688 | 0 | 0 | 4193.688 | 4193.688 | 1 | 0 | 0 | 4193.688 | 4193.688 | 4193.688 | 4193.688 | 0% | 0 | 0 | 0 | 0 | Asset replacement and renewal | 8%
Renewals | g. Distribution switchgear | Distribution Switchgear | 34. 22 / 11 kV Sectionaliser or Recloser (Excl Pole) | 5.3 Pole Mounted Switches | Reclosers and Sectionalisers | 0 | Labour | 2020 | 2020 | Simple | 2795.792 | 0 | 0 | 2795.792 | 2795.792 | 1 | 0 | 0 | 2795.792 | 2795.792 | 2795.792 | 2795.792 | 0% | 0 | 0 | 0 | 0 | Asset replacement and renewal | 8%
Growth | c. Zone substations | Zone Substations | 14. 66/50/33/22/11 kV Indoor Switchgear Cubicle | Riverbank Road Switching Station | Indoor Switchgear | 0 | Switchgear | 2020 | 2020 | Simple | 3889.8865 | 0 | 0 | 3889.8865 | 3889.8865 | 1 | 0 | 0 | 3889.8865 | 3889.8865 | 3889.8865 | 3889.8865 | 0% | 0 | 0 | 0 | 0 | System growth | 8%
Growth | c. Zone substations | Zone Substations | 14. 66/50/33/22/11 kV Indoor Switchgear Cubicle | Riverbank Road Switching Station | Indoor Switchgear | 0 | Labour | 2020 | 2020 | Simple | 2593.2577 | 0 | 0 | 2593.2577 | 2593.2577 | 1 | 0 | 0 | 2593.2577 | 2593.2577 | 2593.2577 | 2593.2577 | 0% | 0 | 0 | 0 | 0 | System growth | 8%
Growth | c. Zone substations | Zone Substations | 17. Outdoor Switchgear | Riverbank Road Switching Station | Outdoor Switchgear | 0 | Switchgear | 2020 | 2020 | Simple | 5186.5153 | 0 | 0 | 5186.5153 | 5186.5153 | 1 | 0 | 0 | 5186.5153 | 5186.5153 | 5186.5153 | 5186.5153 | 0% | 0 | 0 | 0 | 0 | System growth | 8%
Growth | c. Zone substations | Zone Substations | 17. Outdoor Switchgear | Riverbank Road Switching Station | Outdoor Switchgear | 0 | Labour | 2020 | 2020 | Simple | 1296.6288 | 0 | 0 | 1296.6288 | 1296.6288 | 1 | 0 | 0 | 1296.6288 | 1296.6288 | 1296.6288 | 1296.6288 | 0% | 0 | 0 | 0 | 0 | System growth | 8%
Growth | c. Zone substations | Zone Substations | 12. Site Development and Buildings | Riverbank Road Switching Station | Buildings and Grounds | 0 | Other | 2020 | 2020 | Simple | 6483.1441 | 0 | 0 | 6483.1441 | 6483.1441 | 1 | 0 | 0 | 6483.1441 | 6483.1441 | 6483.1441 | 6483.1441 | 0% | 0 | 0 | 0 | 0 | System growth | 0%
Growth | c. Zone substations | Zone Substations | 12. Site Development and Buildings | Riverbank Road Switching Station | Buildings and Grounds | 0 | Labour | 2020 | 2020 | Simple | 6483.1441 | 0 | 0 | 6483.1441 | 6483.1441 | 1 | 0 | 0 | 6483.1441 | 6483.1441 | 6483.1441 | 6483.1441 | 0% | 0 | 0 | 0 | 0 | System growth | 0%
Growth | c. Zone substations | Secondary Systems | 19. Circuit/Transformer/Feeder/Bus Section/Coupler Protection & Controls - Digital | Riverbank Road Switching Station | Protection | 0 | Other | 2020 | 2020 | Simple | 648.3144 | 0 | 0 | 648.3144 | 648.3144 | 1 | 0 | 0 | 648.3144 | 648.3144 | 648.3144 | 648.3144 | 0% | 0 | 0 | 0 | 0 | System growth | 8%
Growth | c. Zone substations | Secondary Systems | 19. Circuit/Transformer/Feeder/Bus Section/Coupler Protection & Controls - Digital | Riverbank Road Switching Station | Protection | 0 | Labour | 2020 | 2020 | Simple | 2593.2577 | 0 | 0 | 2593.2577 | 2593.2577 | 1 | 0 | 0 | 2593.2577 | 2593.2577 | 2593.2577 | 2593.2577 | 0% | 0 | 0 | 0 | 0 | System growth | 8%
Growth | c. Zone substations | Secondary Systems | 23. DC Supplies, Batteries and Inverters | Riverbank Road Switching Station | DC Systems | 0 | Other | 2020 | 2020 | Simple | 324.1572 | 0 | 0 | 324.1572 | 324.1572 | 1 | 0 | 0 | 324.1572 | 324.1572 | 324.1572 | 324.1572 | 0% | 0 | 0 | 0 | 0 | System growth | 8%
Growth | c. Zone substations | Secondary Systems | 23. DC Supplies, Batteries and Inverters | Riverbank Road Switching Station | DC Systems | 0 | Labour | 2020 | 2020 | Simple | 1296.6288 | 0 | 0 | 1296.6288 | 1296.6288 | 1 | 0 | 0 | 1296.6288 | 1296.6288 | 1296.6288 | 1296.6288 | 0% | 0 | 0 | 0 | 0 | System growth | 8%
Growth | h. Other network assets | Secondary Systems | 50. SCADA and Comms (Central Facilities and / or wider Network Communications Equipment) | Riverbank Road Switching Station | Remote Terminal Units | 0 | Other | 2020 | 2020 | Simple | 324.1572 | 0 | 0 | 324.1572 | 324.1572 | 1 | 0 | 0 | 324.1572 | 324.1572 | 324.1572 | 324.1572 | 0% | 0 | 0 | 0 | 0 | System growth | 10%
Growth | h. Other network assets | Secondary Systems | 50. SCADA and Comms (Central Facilities and / or wider Network Communications Equipment) | Riverbank Road Switching Station | Remote Terminal Units | 0 | Labour | 2020 | 2020 | Simple | 1296.6288 | 0 | 0 | 1296.6288 | 1296.6288 | 1 | 0 | 0 | 1296.6288 | 1296.6288 | 1296.6288 | 1296.6288 | 0% | 0 | 0 | 0 | 0 | System growth | 10%
Renewals | c. Zone substations | Zone Substations | 13. Transformers | 4.1 Zone Substations | Power Transformers | 0 | Labour | 2020 | 2020 | Simple | 1176968.8097 | 0 | 0 | 1176968.8097 | 1176968.8097 | 1 | 0 | 0 | 1176968.8097 | 1176968.8097 | 1176968.8097 | 1176968.8097 | 0% | 0 | 0 | 0 | 0 | Asset replacement and renewal | 8%
Renewals | c. Zone substations | Zone Substations | 13. Transformers | 4.1 Zone Substations | Power Transformers | 0 | Transformers | 2020 | 2020 | Simple | 1765453.2146 | 0 | 0 | 1765453.2146 | 1765453.2146 | 1 | 0 | 0 | 1765453.2146 | 1765453.2146 | 1765453.2146 | 1765453.2146 | 0% | 0 | 0 | 0 | 0 | Asset replacement and renewal | 8%
Renewals | c. Zone substations | Zone Substations | 14. 66/50/33/22/11 kV Indoor Switchgear Cubicle | 4.1 Zone Substations | Indoor Switchgear | 0 | Labour | 2020 | 2020 | Simple | 163099.7519 | 0 | 0 | 163099.7519 | 163099.7519 | 1 | 0 | 0 | 163099.7519 | 163099.7519 | 163099.7519 | 163099.7519 | 0% | 0 | 0 | 0 | 0 | Asset replacement and renewal | 8%
Renewals | c. Zone substations | Zone Substations | 14. 66/50/33/22/11 kV Indoor Switchgear Cubicle | 4.1 Zone Substations | Indoor Switchgear | 0 | Switchgear | 2020 | 2020 | Simple | 244649.6279 | 0 | 0 | 244649.6279 | 244649.6279 | 1 | 0 | 0 | 244649.6279 | 244649.6279 | 244649.6279 | 244649.6279 | 0% | 0 | 0 | 0 | 0 | Asset replacement and renewal | 8%
Renewals | c. Zone substations | Zone Substations | 17. Outdoor Switchgear | 4.1 Zone Substations | Outdoor Switchgear | 0 | Labour | 2020 | 2020 | Simple | 108417.3848 | 0 | 0 | 108417.3848 | 108417.3848 | 1 | 0 | 0 | 108417.3848 | 108417.3848 | 108417.3848 | 108417.3848 | 0% | 0 | 0 | 0 | 0 | Asset replacement and renewal | 8%
Renewals | c. Zone substations | Zone Substations | 17. Outdoor Switchgear | 4.1 Zone Substations | Outdoor Switchgear | 0 | Switchgear | 2020 | 2020 | Simple | 433669.5392 | 0 | 0 | 433669.5392 | 433669.5392 | 1 | 0 | 0 | 433669.5392 | 433669.5392 | 433669.5392 | 433669.5392 | 0% | 0 | 0 | 0 | 0 | Asset replacement and renewal | 8%
Renewals | c. Zone substations | Zone Substations | 12. Site Development and Buildings | 4.1 Zone Substations | Buildings and Grounds | 0 | Labour | 2020 | 2020 | Simple | 1137085.4302 | 0 | 0 | 1137085.4302 | 1137085.4302 | 1 | 0 | 0 | 1137085.4302 | 1137085.4302 | 1137085.4302 | 1137085.4302 | 0% | 0 | 0 | 0 | 0 | Asset replacement and renewal | 0%
Renewals | c. Zone substations | Zone Substations | 12. Site Development and Buildings | 4.1 Zone Substations | Buildings and Grounds | 0 | Other | 2020 | 2020 | Simple | 1137085.4302 | 0 | 0 | 1137085.4302 | 1137085.4302 | 1 | 0 | 0 | 1137085.4302 | 1137085.4302 | 1137085.4302 | 1137085.4302 | 0% | 0 | 0 | 0 | 0 | Asset replacement and renewal | 0%
Renewals | b. Subtransmission cables | Cables | 4. Subtransmission XLPE installed in or after 1985 | 3.1 Subtransmission Cables | Subtransmission Cables | 0 | Cables | 2020 | 2021 | Complex | 810793.5794 | 0 | 0 | 810793.5794 | 810793.5794 | 1 | 0 | 0 | 810793.5794 | 810793.5794 | 810793.5794 | 810793.5794 | 3.557% | 28837.4571 | 28837.4571 | 839631.0365 | 839631.0365 | Asset replacement and renewal | 8%
Renewals | b. Subtransmission cables | Cables | 4. Subtransmission XLPE installed in or after 1985 | 3.1 Subtransmission Cables | Subtransmission Cables | 0 | Labour | 2020 | 2021 | Complex | 1891851.6853 | 0 | 0 | 1891851.6853 | 1891851.6853 | 1 | 0 | 0 | 1891851.6853 | 1891851.6853 | 1891851.6853 | 1891851.6853 | 3.557% | 67287.3999 | 67287.3999 | 1959139.0851 | 1959139.0851 | Asset replacement and renewal | 8%
Growth | c. Zone substations | Zone Substations | 13. Transformers | Install two new 24MVA transformers at Cromwell substation | Power Transformers | 0 | Transformers | 2020 | 2021 | Complex | 1879246.4596 | 0 | 0 | 1879246.4596 | 1879246.4596 | 1 | 0 | 0 | 1879246.4596 | 1879246.4596 | 1879246.4596 | 1879246.4596 | 3.557% | 66839.0704 | 66839.0704 | 1946085.53 | 1946085.53 | System growth | 8%
Growth | c. Zone substations | Zone Substations | 13. Transformers | Install two new 24MVA transformers at Cromwell substation | Power Transformers | 0 | Labour | 2020 | 2021 | Complex | 1252830.9731 | 0 | 0 | 1252830.9731 | 1252830.9731 | 1 | 0 | 0 | 1252830.9731 | 1252830.9731 | 1252830.9731 | 1252830.9731 | 3.557% | 44559.3803 | 44559.3803 | 1297390.3533 | 1297390.3533 | System growth | 8%
Growth | c. Zone substations | Zone Substations | 17. Outdoor Switchgear | Install two new 24MVA transformers at Cromwell substation | Outdoor Switchgear | 0 | Switchgear | 2020 | 2021 | Complex | 131876.9445 | 0 | 0 | 131876.9445 | 131876.9445 | 1 | 0 | 0 | 131876.9445 | 131876.9445 | 131876.9445 | 131876.9445 | 3.557% | 4690.4611 | 4690.4611 | 136567.4056 | 136567.4056 | System growth | 8%
Growth | c. Zone substations | Zone Substations | 17. Outdoor Switchgear | Install two new 24MVA transformers at Cromwell substation | Outdoor Switchgear | 0 | Labour | 2020 | 2021 | Complex | 32969.2361 | 0 | 0 | 32969.2361 | 32969.2361 | 1 | 0 | 0 | 32969.2361 | 32969.2361 | 32969.2361 | 32969.2361 | 3.557% | 1172.6153 | 1172.6153 | 34141.8514 | 34141.8514 | System growth | 8%
Other Network Capex | a. Subtransmission lines | Support Structures | 1. Subtransmission concrete or steel pole | 11 Asset relocations (net) | Poles | 0 | Other | 2021 | 2021 | Simple | 6528.9732 | 9793.4598 | 0 | 6528.9732 | 16322.433 | 1.0166 | 0 | 9955.9198 | 6637.2799 | 16593.1997 | 6637.2799 | 16593.1997 | 0% | 0 | 0 | 0 | 0 | Asset relocations and undergrounding | 8%
Other Network Capex | a. Subtransmission lines | Support Structures | 1. Subtransmission concrete or steel pole | 11 Asset relocations (net) | Poles | 0 | Labour | 2021 | 2021 | Simple | 6528.9732 | 9793.4598 | 0 | 6528.9732 | 16322.433 | 1.0178 | 0 | 9968.232 | 6645.488 | 16613.72 | 6645.488 | 16613.72 | 0% | 0 | 0 | 0 | 0 | Asset relocations and undergrounding | 8%
Other Network Capex | a. Subtransmission lines | Support Structures | 2. Subtransmission wood pole | 11 Asset relocations (net) | Poles | 0 | Other | 2021 | 2021 | Simple | 6528.9732 | 9793.4598 | 0 | 6528.9732 | 16322.433 | 1.0166 | 0 | 9955.9198 | 6637.2799 | 16593.1997 | 6637.2799 | 16593.1997 | 0% | 0 | 0 | 0 | 0 | Asset relocations and undergrounding | 10%
Other Network Capex | a. Subtransmission lines | Support Structures | 2. Subtransmission wood pole | 11 Asset relocations (net) | Poles | 0 | Labour | 2021 | 2021 | Simple | 6528.9732 | 9793.4598 | 0 | 6528.9732 | 16322.433 | 1.0178 | 0 | 9968.232 | 6645.488 | 16613.72 | 6645.488 | 16613.72 | 0% | 0 | 0 | 0 | 0 | Asset relocations and undergrounding | 10%
Other Network Capex | d. Distribution and LV lines | Support Structures | 25. HV concrete or steel pole | 11 Asset relocations (net) | Poles | 0 | Other | 2021 | 2021 | Simple | 26115.8929 | 39173.8393 | 0 | 26115.8929 | 65289.7322 | 1.0166 | 0 | 39823.6793 | 26549.1195 | 66372.7988 | 26549.1195 | 66372.7988 | 0% | 0 | 0 | 0 | 0 | Asset relocations and undergrounding | 8%
Other Network Capex | d. Distribution and LV lines | Support Structures | 25. HV concrete or steel pole | 11 Asset relocations (net) | Poles | 0 | Labour | 2021 | 2021 | Simple | 26115.8929 | 39173.8393 | 0 | 26115.8929 | 65289.7322 | 1.0178 | 0 | 39872.9279 | 26581.9519 | 66454.8799 | 26581.9519 | 66454.8799 | 0% | 0 | 0 | 0 | 0 | Asset relocations and undergrounding | 8%
Other Network Capex | d. Distribution and LV lines | Support Structures | 26. HV wood pole | 11 Asset relocations (net) | Poles | 0 | Other | 2021 | 2021 | Simple | 26115.8929 | 39173.8393 | 0 | 26115.8929 | 65289.7322 | 1.0166 | 0 | 39823.6793 | 26549.1195 | 66372.7988 | 26549.1195 | 66372.7988 | 0% | 0 | 0 | 0 | 0 | Asset relocations and undergrounding | 10%
Other Network Capex | d. Distribution and LV lines | Support Structures | 26. HV wood pole | 11 Asset relocations (net) | Poles | 0 | Labour | 2021 | 2021 | Simple | 26115.8929 | 39173.8393 | 0 | 26115.8929 | 65289.7322 | 1.0178 | 0 | 39872.9279 | 26581.9519 | 66454.8799 | 26581.9519 | 66454.8799 | 0% | 0 | 0 | 0 | 0 | Asset relocations and undergrounding | 10%
Other Network Capex | d. Distribution and LV lines | Support Structures | 41. LV Concrete pole | 11 Asset relocations (net) | Poles | 0 | Other | 2021 | 2021 | Simple | 1187.086 | 1780.6291 | 0 | 1187.086 | 2967.7151 | 1.0166 | 0 | 1810.1672 | 1206.7782 | 3016.9454 | 1206.7782 | 3016.9454 | 0% | 0 | 0 | 0 | 0 | Asset relocations and undergrounding | 8%
Other Network Capex | d. Distribution and LV lines | Support Structures | 41. LV Concrete pole | 11 Asset relocations (net) | Poles | 0 | Labour | 2021 | 2021 | Simple | 1187.086 | 1780.6291 | 0 | 1187.086 | 2967.7151 | 1.0178 | 0 | 1812.4058 | 1208.2705 | 3020.6764 | 1208.2705 | 3020.6764 | 0% | 0 | 0 | 0 | 0 | Asset relocations and undergrounding | 8%
Other Network Capex | d. Distribution and LV lines | Support Structures | 42. LV Wood pole | 11 Asset relocations (net) | Poles | 0 | Other | 2021 | 2021 | Simple | 1187.086 | 1780.6291 | 0 | 1187.086 | 2967.7151 | 1.0166 | 0 | 1810.1672 | 1206.7782 | 3016.9454 | 1206.7782 | 3016.9454 | 0% | 0 | 0 | 0 | 0 | Asset relocations and undergrounding | 10%
Other Network Capex | d. Distribution and LV lines | Support Structures | 42. LV Wood pole | 11 Asset relocations (net) | Poles | 0 | Labour | 2021 | 2021 | Simple | 1187.086 | 1780.6291 | 0 | 1187.086 | 2967.7151 | 1.0178 | 0 | 1812.4058 | 1208.2705 | 3020.6764 | 1208.2705 | 3020.6764 | 0% | 0 | 0 | 0 | 0 | Asset relocations and undergrounding | 10%
Other Network Capex | a. Subtransmission lines | Support Structures | 1. Subtransmission concrete or steel pole | 11 Asset relocations (net) | Crossarms | 0 | Other | 2021 | 2021 | Simple | 1780.6291 | 2670.9436 | 0 | 1780.6291 | 4451.5726 | 1.0166 | 0 | 2715.2509 | 1810.1672 | 4525.4181 | 1810.1672 | 4525.4181 | 0% | 0 | 0 | 0 | 0 | Asset relocations and undergrounding | 8%
Other Network Capex | a. Subtransmission lines | Support Structures | 1. Subtransmission concrete or steel pole | 11 Asset relocations (net) | Crossarms | 0 | Labour | 2021 | 2021 | Simple | 1780.6291 | 2670.9436 | 0 | 1780.6291 | 4451.5726 | 1.0178 | 0 | 2718.6087 | 1812.4058 | 4531.0145 | 1812.4058 | 4531.0145 | 0% | 0 | 0 | 0 | 0 | Asset relocations and undergrounding | 8%
Other Network Capex | a. Subtransmission lines | Support Structures | 2. Subtransmission wood pole | 11 Asset relocations (net) | Crossarms | 0 | Other | 2021 | 2021 | Simple | 1780.6291 | 2670.9436 | 0 | 1780.6291 | 4451.5726 | 1.0166 | 0 | 2715.2509 | 1810.1672 | 4525.4181 | 1810.1672 | 4525.4181 | 0% | 0 | 0 | 0 | 0 | Asset relocations and undergrounding | 10%
Other Network Capex | a. Subtransmission lines | Support Structures | 2. Subtransmission wood pole | 11 Asset relocations (net) | Crossarms | 0 | Labour | 2021 | 2021 | Simple | 1780.6291 | 2670.9436 | 0 | 1780.6291 | 4451.5726 | 1.0178 | 0 | 2718.6087 | 1812.4058 | 4531.0145 | 1812.4058 | 4531.0145 | 0% | 0 | 0 | 0 | 0 | Asset relocations and undergrounding | 10%
Other Network Capex | d. Distribution and LV lines | Support Structures | 25. HV concrete or steel pole | 11 Asset relocations (net) | Crossarms | 0 | Other | 2021 | 2021 | Simple | 11870.8604 | 17806.2906 | 0 | 11870.8604 | 29677.151 | 1.0166 | 0 | 18101.6724 | 12067.7816 | 30169.454 | 12067.7816 | 30169.454 | 0% | 0 | 0 | 0 | 0 | Asset relocations and undergrounding | 8%
Other Network Capex | d. Distribution and LV lines | Support Structures | 25. HV concrete or steel pole | 11 Asset relocations (net) | Crossarms | 0 | Labour | 2021 | 2021 | Simple | 11870.8604 | 17806.2906 | 0 | 11870.8604 | 29677.151 | 1.0178 | 0 | 18124.0581 | 12082.7054 | 30206.7636 | 12082.7054 | 30206.7636 | 0% | 0 | 0 | 0 | 0 | Asset relocations and undergrounding | 8%
Other Network Capex | d. Distribution and LV lines | Support Structures | 26. HV wood pole | 11 Asset relocations (net) | Crossarms | 0 | Other | 2021 | 2021 | Simple | 11870.8604 | 17806.2906 | 0 | 11870.8604 | 29677.151 | 1.0166 | 0 | 18101.6724 | 12067.7816 | 30169.454 | 12067.7816 | 30169.454 | 0% | 0 | 0 | 0 | 0 | Asset relocations and undergrounding | 10%
Other Network Capex | d. Distribution and LV lines | Support Structures | 26. HV wood pole | 11 Asset relocations (net) | Crossarms | 0 | Labour | 2021 | 2021 | Simple | 11870.8604 | 17806.2906 | 0 | 11870.8604 | 29677.151 | 1.0178 | 0 | 18124.0581 | 12082.7054 | 30206.7636 | 12082.7054 | 30206.7636 | 0% | 0 | 0 | 0 | 0 | Asset relocations and undergrounding | 10%
Other Network Capex | d. Distribution and LV lines | Support Structures | 41. LV Concrete pole | 11 Asset relocations (net) | Crossarms | 0 | Other | 2021 | 2021 | Simple | 4748.3442 | 7122.5162 | 0 | 4748.3442 | 11870.8604 | 1.0166 | 0 | 7240.669 | 4827.1126 | 12067.7816 | 4827.1126 | 12067.7816 | 0% | 0 | 0 | 0 | 0 | Asset relocations and undergrounding | 8%
Other Network Capex | d. Distribution and LV lines | Support Structures | 41. LV Concrete pole | 11 Asset relocations (net) | Crossarms | 0 | Labour | 2021 | 2021 | Simple | 4748.3442 | 7122.5162 | 0 | 4748.3442 | 11870.8604 | 1.0178 | 0 | 7249.6233 | 4833.0822 | 12082.7054 | 4833.0822 | 12082.7054 | 0% | 0 | 0 | 0 | 0 | Asset relocations and undergrounding | 8%
Other Network Capex | d. Distribution and LV lines | Support Structures | 42. LV Wood pole | 11 Asset relocations (net) | Crossarms | 0 | Other | 2021 | 2021 | Simple | 4748.3442 | 7122.5162 | 0 | 4748.3442 | 11870.8604 | 1.0166 | 0 | 7240.669 | 4827.1126 | 12067.7816 | 4827.1126 | 12067.7816 | 0% | 0 | 0 | 0 | 0 | Asset relocations and undergrounding | 10%
Other Network Capex | d. Distribution and LV lines | Support Structures | 42. LV Wood pole | 11 Asset relocations (net) | Crossarms | 0 | Labour | 2021 | 2021 | Simple | 4748.3442 | 7122.5162 | 0 | 4748.3442 | 11870.8604 | 1.0178 | 0 | 7249.6233 | 4833.0822 | 12082.7054 | 4833.0822 | 12082.7054 | 0% | 0 | 0 | 0 | 0 | Asset relocations and undergrounding | 10%
Other Network Capex | g. Distribution switchgear | Distribution Switchgear | 36. Ring Main Unit – 3 Way | 11 Asset relocations (net) | Ground Mounted Switchgear | 0 | Switchgear | 2021 | 2021 | Simple | 11396.026 | 17094.039 | 0 | 11396.026 | 28490.0649 | 0.95845 | 0 | 16383.7986 | 10922.5324 | 27306.3309 | 10922.5324 | 27306.3309 | 0% | 0 | 0 | 0 | 0 | Asset relocations and undergrounding | 8%
Other Network Capex | g. Distribution switchgear | Distribution Switchgear | 36. Ring Main Unit – 3 Way | 11 Asset relocations (net) | Ground Mounted Switchgear | 0 | Labour | 2021 | 2021 | Simple | 2849.0065 | 4273.5097 | 0 | 2849.0065 | 7122.5162 | 1.0178 | 0 | 4349.774 | 2899.8493 | 7249.6233 | 2899.8493 | 7249.6233 | 0% | 0 | 0 | 0 | 0 | Asset relocations and undergrounding | 8%
Other Network Capex | g. Distribution switchgear | Distribution Switchgear | 32. 22 / 11 kV Load Break Switch (Excl Pole) | 11 Asset relocations (net) | Pole Mounted Switches | 0 | Other | 2021 | 2021 | Simple | 24216.5552 | 36324.8328 | 0 | 24216.5552 | 60541.388 | 1.0166 | 0 | 36927.4117 | 24618.2745 | 61545.6862 | 24618.2745 | 61545.6862 | 0% | 0 | 0 | 0 | 0 | Asset relocations and undergrounding | 8%
Other Network Capex | g. Distribution switchgear | Distribution Switchgear | 32. 22 / 11 kV Load Break Switch (Excl Pole) | 11 Asset relocations (net) | Pole Mounted Switches | 0 | Labour | 2021 | 2021 | Simple | 16144.3701 | 24216.5552 | 0 | 16144.3701 | 40360.9253 | 1.0178 | 0 | 24648.7191 | 16432.4794 | 41081.1985 | 16432.4794 | 41081.1985 | 0% | 0 | 0 | 0 | 0 | Asset relocations and undergrounding | 8%
Other Network Capex | g. Distribution switchgear | Distribution Switchgear | 33. 22 / 11 kV Dropout Fuse 3ph, 2ph (Excl Pole) | 11 Asset relocations (net) | Pole Mount Fuses | 0 | Other | 2021 | 2021 | Simple | 21367.5487 | 32051.3231 | 0 | 21367.5487 | 53418.8718 | 1.0166 | 0 | 32583.0103 | 21722.0069 | 54305.0172 | 21722.0069 | 54305.0172 | 0% | 0 | 0 | 0 | 0 | Asset relocations and undergrounding | 8%
Other Network Capex | g. Distribution switchgear | Distribution Switchgear | 33. 22 / 11 kV Dropout Fuse 3ph, 2ph (Excl Pole) | 11 Asset relocations (net) | Pole Mount Fuses | 0 | Labour | 2021 | 2021 | Simple | 21367.5487 | 32051.3231 | 0 | 21367.5487 | 53418.8718 | 1.0178 | 0 | 32623.3047 | 21748.8698 | 54372.1744 | 21748.8698 | 54372.1744 | 0% | 0 | 0 | 0 | 0 | Asset relocations and undergrounding | 8%
Other Network Capex | e. Distribution and LV cables | Distribution Switchgear | 47. Link Pillars | 11 Asset relocations (net) | Low Voltage Enclosures | 0 | Other | 2021 | 2021 | Simple | 13057.9464 | 19586.9197 | 0 | 13057.9464 | 32644.8661 | 1.0166 | 0 | 19911.8396 | 13274.5598 | 33186.3994 | 13274.5598 | 33186.3994 | 0% | 0 | 0 | 0 | 0 | Asset relocations and undergrounding | 8%
Other Network Capex | e. Distribution and LV cables | Distribution Switchgear | 47. Link Pillars | 11 Asset relocations (net) | Low Voltage Enclosures | 0 | Labour | 2021 | 2021 | Simple | 13057.9464 | 19586.9197 | 0 | 13057.9464 | 32644.8661 | 1.0178 | 0 | 19936.464 | 13290.976 | 33227.4399 | 13290.976 | 33227.4399 | 0% | 0 | 0 | 0 | 0 | Asset relocations and undergrounding | 8%
Other Network Capex | f. Distribution substations and transformers | Distribution Transformers | 39. Ground Mounted, 22/0 | 11 Asset relocations (net) | Ground Mounted Distribution Transformers | 0 | Transformers | 2021 | 2021 | Simple | 15194.7013 | 22792.052 | 0 | 15194.7013 | 37986.7533 | 0.94945 | 0 | 21639.8736 | 14426.5824 | 36066.4559 | 14426.5824 | 36066.4559 | 0% | 0 | 0 | 0 | 0 | Asset relocations and undergrounding | 8%
Other Network Capex | f. Distribution substations and transformers | Distribution Transformers | 39. Ground Mounted, 22/0 | 11 Asset relocations (net) | Ground Mounted Distribution Transformers | 0 | Labour | 2021 | 2021 | Simple | 3798.6753 | 5698.013 | 0 | 3798.6753 | 9496.6883 | 1.0178 | 0 | 5799.6986 | 3866.4657 | 9666.1643 | 3866.4657 | 9666.1643 | 0% | 0 | 0 | 0 | 0 | Asset relocations and undergrounding | 8%
Other Network Capex | f. Distribution substations and transformers | Distribution Transformers | 38. Pole Mounted Single/Two/Three Phase, 22/0 | 11 Asset relocations (net) | Pole Mounted Distribution Transformers | 0 | Transformers | 2021 | 2021 | Simple | 17094.039 | 25641.0585 | 0 | 17094.039 | 42735.0974 | 0.94945 | 0 | 24344.8577 | 16229.9052 | 40574.7629 | 16229.9052 | 40574.7629 | 0% | 0 | 0 | 0 | 0 | Asset relocations and undergrounding | 8%
Other Network Capex | f. Distribution substations and transformers | Distribution Transformers | 38. Pole Mounted Single/Two/Three Phase, 22/0 | 11 Asset relocations (net) | Pole Mounted Distribution Transformers | 0 | Labour | 2021 | 2021 | Simple | 4273.5097 | 6410.2646 | 0 | 4273.5097 | 10683.7744 | 1.0178 | 0 | 6524.6609 | 4349.774 | 10874.4349 | 4349.774 | 10874.4349 | 0% | 0 | 0 | 0 | 0 | Asset relocations and undergrounding | 8%
Other Network Capex | b. Subtransmission cables | Cables | 4. Subtransmission XLPE installed in or after 1985 | 11 Asset relocations (net) | Subtransmission Cables | 0 | Cables | 2021 | 2021 | Simple | 5698.013 | 8547.0195 | 0 | 5698.013 | 14245.0325 | 0.94649 | 0 | 8089.6765 | 5393.1177 | 13482.7942 | 5393.1177 | 13482.7942 | 0% | 0 | 0 | 0 | 0 | Asset relocations and undergrounding | 8%
Other Network Capex | b. Subtransmission cables | Cables | 4. Subtransmission XLPE installed in or after 1985 | 11 Asset relocations (net) | Subtransmission Cables | 0 | Labour | 2021 | 2021 | Simple | 13295.3636 | 19943.0455 | 0 | 13295.3636 | 33238.4091 | 1.0178 | 0 | 20298.9451 | 13532.6301 | 33831.5752 | 13532.6301 | 33831.5752 | 0% | 0 | 0 | 0 | 0 | Asset relocations and undergrounding | 8%
Other Network Capex | e. Distribution and LV cables | Cables | 29. HV XLPE installed in or after 1985 | 11 Asset relocations (net) | Distribution Cables | 0 | Cables | 2021 | 2021 | Simple | 61965.8913 | 92948.8369 | 0 | 61965.8913 | 154914.7281 | 0.94649 | 0 | 87975.232 | 58650.1547 | 146625.3867 | 58650.1547 | 146625.3867 | 0% | 0 | 0 | 0 | 0 | Asset relocations and undergrounding | 8%
Other Network Capex | e. Distribution and LV cables | Cables | 29. HV XLPE installed in or after 1985 | 11 Asset relocations (net) | Distribution Cables | 0 | Labour | 2021 | 2021 | Simple | 144587.0796 | 216880.6194 | 0 | 144587.0796 | 361467.699 | 1.0178 | 0 | 220751.0282 | 147167.3521 | 367918.3803 | 147167.3521 | 367918.3803 | 0% | 0 | 0 | 0 | 0 | Asset relocations and undergrounding | 8%
Other Network Capex | e. Distribution and LV cables | Cables | 45. LV XLPE or PVC installed in or after 1985 | 11 Asset relocations (net) | Low Voltage Cables | 0 | Cables | 2021 | 2021 | Simple | 52231.7857 | 78347.6786 | 0 | 52231.7857 | 130579.4643 | 0.94649 | 0 | 74155.368 | 49436.912 | 123592.28 | 49436.912 | 123592.28 | 0% | 0 | 0 | 0 | 0 | Asset relocations and undergrounding | 8%
Other Network Capex | e. Distribution and LV cables | Cables | 45. LV XLPE or PVC installed in or after 1985 | 11 Asset relocations (net) | Low Voltage Cables | 0 | Labour | 2021 | 2021 | Simple | 78347.6786 | 117521.5179 | 0 | 78347.6786 | 195869.1965 | 1.0178 | 0 | 119618.7837 | 79745.8558 | 199364.6396 | 79745.8558 | 199364.6396 | 0% | 0 | 0 | 0 | 0 | Asset relocations and undergrounding | 8%
Other Network Capex | a. Subtransmission lines | Overhead Conductors | 1. Subtransmission concrete or steel pole | 11 Asset relocations (net) | Subtransmission Conductor | 0 | Conductor | 2021 | 2021 | Simple | 1424.5032 | 2136.7549 | 0 | 1424.5032 | 3561.2581 | 0.94512 | 0 | 2019.4984 | 1346.3322 | 3365.8306 | 1346.3322 | 3365.8306 | 0% | 0 | 0 | 0 | 0 | Asset relocations and undergrounding | 8%
Other Network Capex | a. Subtransmission lines | Overhead Conductors | 1. Subtransmission concrete or steel pole | 11 Asset relocations (net) | Subtransmission Conductor | 0 | Labour | 2021 | 2021 | Simple | 5698.013 | 8547.0195 | 0 | 5698.013 | 14245.0325 | 1.0178 | 0 | 8699.5479 | 5799.6986 | 14499.2465 | 5799.6986 | 14499.2465 | 0% | 0 | 0 | 0 | 0 | Asset relocations and undergrounding | 8%
Other Network Capex | a. Subtransmission lines | Overhead Conductors | 2. Subtransmission wood pole | 11 Asset relocations (net) | Subtransmission Conductor | 0 | Conductor | 2021 | 2021 | Simple | 1424.5032 | 2136.7549 | 0 | 1424.5032 | 3561.2581 | 0.94512 | 0 | 2019.4984 | 1346.3322 | 3365.8306 | 1346.3322 | 3365.8306 | 0% | 0 | 0 | 0 | 0 | Asset relocations and undergrounding | 10%
Other Network Capex | a. Subtransmission lines | Overhead Conductors | 2. Subtransmission wood pole | 11 Asset relocations (net) | Subtransmission Conductor | 0 | Labour | 2021 | 2021 | Simple | 5698.013 | 8547.0195 | 0 | 5698.013 | 14245.0325 | 1.0178 | 0 | 8699.5479 | 5799.6986 | 14499.2465 | 5799.6986 | 14499.2465 | 0% | 0 | 0 | 0 | 0 | Asset relocations and undergrounding | 10%
Other Network Capex | d. Distribution and LV lines | Overhead Conductors | 25. HV concrete or steel pole | 11 Asset relocations (net) | Distribution Conductor | 0 | Conductor | 2021 | 2021 | Simple | 2374.1721 | 3561.2581 | 0 | 2374.1721 | 5935.4302 | 0.94512 | 0 | 3365.8306 | 2243.8871 | 5609.7177 | 2243.8871 | 5609.7177 | 0% | 0 | 0 | 0 | 0 | Asset relocations and undergrounding | 8%
Other Network Capex | d. Distribution and LV lines | Overhead Conductors | 25. HV concrete or steel pole | 11 Asset relocations (net) | Distribution Conductor | 0 | Labour | 2021 | 2021 | Simple | 9496.6883 | 14245.0325 | 0 | 9496.6883 | 23741.7208 | 1.0178 | 0 | 14499.2465 | 9666.1643 | 24165.4109 | 9666.1643 | 24165.4109 | 0% | 0 | 0 | 0 | 0 | Asset relocations and undergrounding | 8%
Other Network Capex | d. Distribution and LV lines | Overhead Conductors | 26. HV wood pole | 11 Asset relocations (net) | Distribution Conductor | 0 | Conductor | 2021 | 2021 | Simple | 2374.1721 | 3561.2581 | 0 | 2374.1721 | 5935.4302 | 0.94512 | 0 | 3365.8306 | 2243.8871 | 5609.7177 | 2243.8871 | 5609.7177 | 0% | 0 | 0 | 0 | 0 | Asset relocations and undergrounding | 10%
Other Network Capex | d. Distribution and LV lines | Overhead Conductors | 26. HV wood pole | 11 Asset relocations (net) | Distribution Conductor | 0 | Labour | 2021 | 2021 | Simple | 9496.6883 | 14245.0325 | 0 | 9496.6883 | 23741.7208 | 1.0178 | 0 | 14499.2465 | 9666.1643 | 24165.4109 | 9666.1643 | 24165.4109 | 0% | 0 | 0 | 0 | 0 | Asset relocations and undergrounding | 10%
Other Network Capex | a. Subtransmission lines | Support Structures | 1. Subtransmission concrete or steel pole | 10 Consumer connection (net) | Poles | 0 | Other | 2021 | 2021 | Simple | 365.4491 | 548.1737 | 0 | 365.4491 | 913.6229 | 1.0166 | 0 | 557.2672 | 371.5114 | 928.7786 | 371.5114 | 928.7786 | 0% | 0 | 0 | 0 | 0 | Consumer connection | 8%
Other Network Capex | a. Subtransmission lines | Support Structures | 1. Subtransmission concrete or steel pole | 10 Consumer connection (net) | Poles | 0 | Labour | 2021 | 2021 | Simple | 365.4491 | 548.1737 | 0 | 365.4491 | 913.6229 | 1.0178 | 0 | 557.9563 | 371.9709 | 929.9272 | 371.9709 | 929.9272 | 0% | 0 | 0 | 0 | 0 | Consumer connection | 8%
Other Network Capex | a. Subtransmission lines | Support Structures | 2. Subtransmission wood pole | 10 Consumer connection (net) | Poles | 0 | Other | 2021 | 2021 | Simple | 365.4491 | 548.1737 | 0 | 365.4491 | 913.6229 | 1.0166 | 0 | 557.2672 | 371.5114 | 928.7786 | 371.5114 | 928.7786 | 0% | 0 | 0 | 0 | 0 | Consumer connection | 10%
Other Network Capex | a. Subtransmission lines | Support Structures | 2. Subtransmission wood pole | 10 Consumer connection (net) | Poles | 0 | Labour | 2021 | 2021 | Simple | 365.4491 | 548.1737 | 0 | 365.4491 | 913.6229 | 1.0178 | 0 | 557.9563 | 371.9709 | 929.9272 | 371.9709 | 929.9272 | 0% | 0 | 0 | 0 | 0 | Consumer connection | 10%
Other Network Capex | d. Distribution and LV lines | Support Structures | 25. HV concrete or steel pole | 10 Consumer connection (net) | Poles | 0 | Other | 2021 | 2021 | Simple | 18272.4573 | 27408.6859 | 0 | 18272.4573 | 45681.1432 | 1.0166 | 0 | 27863.3582 | 18575.5721 | 46438.9304 | 18575.5721 | 46438.9304 | 0% | 0 | 0 | 0 | 0 | Consumer connection | 8%
Other Network Capex | d. Distribution and LV lines | Support Structures | 25. HV concrete or steel pole | 10 Consumer connection (net) | Poles | 0 | Labour | 2021 | 2021 | Simple | 18272.4573 | 27408.6859 | 0 | 18272.4573 | 45681.1432 | 1.0178 | 0 | 27897.8159 | 18598.5439 | 46496.3598 | 18598.5439 | 46496.3598 | 0% | 0 | 0 | 0 | 0 | Consumer connection | 8%
Other Network Capex | d. Distribution and LV lines | Support Structures | 26. HV wood pole | 10 Consumer connection (net) | Poles | 0 | Other | 2021 | 2021 | Simple | 18272.4573 | 27408.6859 | 0 | 18272.4573 | 45681.1432 | 1.0166 | 0 | 27863.3582 | 18575.5721 | 46438.9304 | 18575.5721 | 46438.9304 | 0% | 0 | 0 | 0 | 0 | Consumer connection | 10%
Other Network Capex | d. Distribution and LV lines | Support Structures | 26. HV wood pole | 10 Consumer connection (net) | Poles | 0 | Labour | 2021 | 2021 | Simple | 18272.4573 | 27408.6859 | 0 | 18272.4573 | 45681.1432 | 1.0178 | 0 | 27897.8159 | 18598.5439 | 46496.3598 | 18598.5439 | 46496.3598 | 0% | 0 | 0 | 0 | 0 | Consumer connection | 10%
Other Network Capex | d. Distribution and LV lines | Support Structures | 41. LV Concrete pole | 10 Consumer connection (net) | Poles | 0 | Other | 2021 | 2021 | Simple | 7126.2583 | 10689.3875 | 0 | 7126.2583 | 17815.6458 | 1.0166 | 0 | 10866.7097 | 7244.4731 | 18111.1828 | 7244.4731 | 18111.1828 | 0% | 0 | 0 | 0 | 0 | Consumer connection | 8%
Other Network Capex | d. Distribution and LV lines | Support Structures | 41. LV Concrete pole | 10 Consumer connection (net) | Poles | 0 | Labour | 2021 | 2021 | Simple | 7126.2583 | 10689.3875 | 0 | 7126.2583 | 17815.6458 | 1.0178 | 0 | 10880.1482 | 7253.4321 | 18133.5803 | 7253.4321 | 18133.5803 | 0% | 0 | 0 | 0 | 0 | Consumer connection | 8%
Other Network Capex | d. Distribution and LV lines | Support Structures | 42. LV Wood pole | 10 Consumer connection (net) | Poles | 0 | Other | 2021 | 2021 | Simple | 7126.2583 | 10689.3875 | 0 | 7126.2583 | 17815.6458 | 1.0166 | 0 | 10866.7097 | 7244.4731 | 18111.1828 | 7244.4731 | 18111.1828 | 0% | 0 | 0 | 0 | 0 | Consumer connection | 10%
Other Network Capex | d. Distribution and LV lines | Support Structures | 42. LV Wood pole | 10 Consumer connection (net) | Poles | 0 | Labour | 2021 | 2021 | Simple | 7126.2583 | 10689.3875 | 0 | 7126.2583 | 17815.6458 | 1.0178 | 0 | 10880.1482 | 7253.4321 | 18133.5803 | 7253.4321 | 18133.5803 | 0% | 0 | 0 | 0 | 0 | Consumer connection | 10%
Other Network Capex | a. Subtransmission lines | Support Structures | 1. Subtransmission concrete or steel pole | 10 Consumer connection (net) | Crossarms | 0 | Other | 2021 | 2021 | Simple | 182.7246 | 274.0869 | 0 | 182.7246 | 456.8114 | 1.0166 | 0 | 278.6336 | 185.7557 | 464.3893 | 185.7557 | 464.3893 | 0% | 0 | 0 | 0 | 0 | Consumer connection | 8%
Other Network Capex | a. Subtransmission lines | Support Structures | 1. Subtransmission concrete or steel pole | 10 Consumer connection (net) | Crossarms | 0 | Labour | 2021 | 2021 | Simple | 182.7246 | 274.0869 | 0 | 182.7246 | 456.8114 | 1.0178 | 0 | 278.9782 | 185.9854 | 464.9636 | 185.9854 | 464.9636 | 0% | 0 | 0 | 0 | 0 | Consumer connection | 8%
Other Network Capex | a. Subtransmission lines | Support Structures | 2. Subtransmission wood pole | 10 Consumer connection (net) | Crossarms | 0 | Other | 2021 | 2021 | Simple | 182.7246 | 274.0869 | 0 | 182.7246 | 456.8114 | 1.0166 | 0 | 278.6336 | 185.7557 | 464.3893 | 185.7557 | 464.3893 | 0% | 0 | 0 | 0 | 0 | Consumer connection | 10%
Other Network Capex | a. Subtransmission lines | Support Structures | 2. Subtransmission wood pole | 10 Consumer connection (net) | Crossarms | 0 | Labour | 2021 | 2021 | Simple | 182.7246 | 274.0869 | 0 | 182.7246 | 456.8114 | 1.0178 | 0 | 278.9782 | 185.9854 | 464.9636 | 185.9854 | 464.9636 | 0% | 0 | 0 | 0 | 0 | Consumer connection | 10%
Other Network Capex | d. Distribution and LV lines | Support Structures | 25. HV concrete or steel pole | 10 Consumer connection (net) | Crossarms | 0 | Other | 2021 | 2021 | Simple | 10963.4744 | 16445.2115 | 0 | 10963.4744 | 27408.6859 | 1.0166 | 0 | 16718.0149 | 11145.3433 | 27863.3582 | 11145.3433 | 27863.3582 | 0% | 0 | 0 | 0 | 0 | Consumer connection | 8%
Other Network Capex | d. Distribution and LV lines | Support Structures | 25. HV concrete or steel pole | 10 Consumer connection (net) | Crossarms | 0 | Labour | 2021 | 2021 | Simple | 10963.4744 | 16445.2115 | 0 | 10963.4744 | 27408.6859 | 1.0178 | 0 | 16738.6895 | 11159.1264 | 27897.8159 | 11159.1264 | 27897.8159 | 0% | 0 | 0 | 0 | 0 | Consumer connection | 8%
Other Network Capex | d. Distribution and LV lines | Support Structures | 26. HV wood pole | 10 Consumer connection (net) | Crossarms | 0 | Other | 2021 | 2021 | Simple | 10963.4744 | 16445.2115 | 0 | 10963.4744 | 27408.6859 | 1.0166 | 0 | 16718.0149 | 11145.3433 | 27863.3582 | 11145.3433 | 27863.3582 | 0% | 0 | 0 | 0 | 0 | Consumer connection | 10%
Other Network Capex | d. Distribution and LV lines | Support Structures | 26. HV wood pole | 10 Consumer connection (net) | Crossarms | 0 | Labour | 2021 | 2021 | Simple | 10963.4744 | 16445.2115 | 0 | 10963.4744 | 27408.6859 | 1.0178 | 0 | 16738.6895 | 11159.1264 | 27897.8159 | 11159.1264 | 27897.8159 | 0% | 0 | 0 | 0 | 0 | Consumer connection | 10%
Other Network Capex | d. Distribution and LV lines | Support Structures | 41. LV Concrete pole | 10 Consumer connection (net) | Crossarms | 0 | Other | 2021 | 2021 | Simple | 9501.6778 | 14252.5167 | 0 | 9501.6778 | 23754.1945 | 1.0166 | 0 | 14488.9463 | 9659.2975 | 24148.2438 | 9659.2975 | 24148.2438 | 0% | 0 | 0 | 0 | 0 | Consumer connection | 8%
Other Network Capex | d. Distribution and LV lines | Support Structures | 41. LV Concrete pole | 10 Consumer connection (net) | Crossarms | 0 | Labour | 2021 | 2021 | Simple | 9501.6778 | 14252.5167 | 0 | 9501.6778 | 23754.1945 | 1.0178 | 0 | 14506.8643 | 9671.2428 | 24178.1071 | 9671.2428 | 24178.1071 | 0% | 0 | 0 | 0 | 0 | Consumer connection | 8%
Other Network Capex | d. Distribution and LV lines | Support Structures | 42. LV Wood pole | 10 Consumer connection (net) | Crossarms | 0 | Other | 2021 | 2021 | Simple | 9501.6778 | 14252.5167 | 0 | 9501.6778 | 23754.1945 | 1.0166 | 0 | 14488.9463 | 9659.2975 | 24148.2438 | 9659.2975 | 24148.2438 | 0% | 0 | 0 | 0 | 0 | Consumer connection | 10%
Other Network Capex | d. Distribution and LV lines | Support Structures | 42. LV Wood pole | 10 Consumer connection (net) | Crossarms | 0 | Labour | 2021 | 2021 | Simple | 9501.6778 | 14252.5167 | 0 | 9501.6778 | 23754.1945 | 1.0178 | 0 | 14506.8643 | 9671.2428 | 24178.1071 | 9671.2428 | 24178.1071 | 0% | 0 | 0 | 0 | 0 | Consumer connection | 10%
Other Network Capex | c. Zone substations | Zone Substations | 14. 66/50/33/22/11 kV Indoor Switchgear Cubicle | 10 Consumer connection (net) | Indoor Switchgear | 0 | Switchgear | 2021 | 2021 | Simple | 16225.9421 | 24338.9131 | 0 | 16225.9421 | 40564.8551 | 0.95845 | 0 | 23327.6553 | 15551.7702 | 38879.4256 | 15551.7702 | 38879.4256 | 0% | 0 | 0 | 0 | 0 | Consumer connection | 8%
Other Network Capex | c. Zone substations | Zone Substations | 14. 66/50/33/22/11 kV Indoor Switchgear Cubicle | 10 Consumer connection (net) | Indoor Switchgear | 0 | Labour | 2021 | 2021 | Simple | 10817.2947 | 16225.9421 | 0 | 10817.2947 | 27043.2368 | 1.0178 | 0 | 16515.507 | 11010.338 | 27525.845 | 11010.338 | 27525.845 | 0% | 0 | 0 | 0 | 0 | Consumer connection | 8%
Other Network Capex | c. Zone substations | Zone Substations | 16. 66/50/33/22/11 kV Outdoor Circuit Breakers | 10 Consumer connection (net) | Outdoor Switchgear | 0 | Switchgear | 2021 | 2021 | Simple | 34498.3993 | 51747.599 | 0 | 34498.3993 | 86245.9983 | 0.95845 | 0 | 49597.5375 | 33065.025 | 82662.5624 | 33065.025 | 82662.5624 | 0% | 0 | 0 | 0 | 0 | Consumer connection | 8%
Other Network Capex | c. Zone substations | Zone Substations | 16. 66/50/33/22/11 kV Outdoor Circuit Breakers | 10 Consumer connection (net) | Outdoor Switchgear | 0 | Labour | 2021 | 2021 | Simple | 8624.5998 | 12936.8997 | 0 | 8624.5998 | 21561.4996 | 1.0178 | 0 | 13167.7691 | 8778.5127 | 21946.2818 | 8778.5127 | 21946.2818 | 0% | 0 | 0 | 0 | 0 | Consumer connection | 8%
Other Network Capex | g. Distribution switchgear | Distribution Switchgear | 36. Ring Main Unit – 3 Way | 10 Consumer connection (net) | Ground Mounted Switchgear | 0 | Switchgear | 2021 | 2021 | Simple | 205236.2401 | 307854.3601 | 0 | 205236.2401 | 513090.6001 | 0.95845 | 0 | 295063.3161 | 196708.8774 | 491772.1935 | 196708.8774 | 491772.1935 | 0% | 0 | 0 | 0 | 0 | Consumer connection | 8%
Other Network Capex | g. Distribution switchgear | Distribution Switchgear | 36. Ring Main Unit – 3 Way | 10 Consumer connection (net) | Ground Mounted Switchgear | 0 | Labour | 2021 | 2021 | Simple | 51309.06 | 76963.59 | 0 | 51309.06 | 128272.65 | 1.0178 | 0 | 78337.0671 | 52224.7114 | 130561.7784 | 52224.7114 | 130561.7784 | 0% | 0 | 0 | 0 | 0 | Consumer connection | 8%
Other Network Capex | g. Distribution switchgear | Distribution Switchgear | 31. 22 / 11 kV Disconnector 3ph, 2ph (Excl Pole) | 10 Consumer connection (net) | Pole Mounted Switches | 0 | Other | 2021 | 2021 | Simple | 60810.7378 | 91216.1067 | 0 | 60810.7378 | 152026.8445 | 1.0166 | 0 | 92729.2562 | 61819.5041 | 154548.7603 | 61819.5041 | 154548.7603 | 0% | 0 | 0 | 0 | 0 | Consumer connection | 8%
Other Network Capex | g. Distribution switchgear | Distribution Switchgear | 31. 22 / 11 kV Disconnector 3ph, 2ph (Excl Pole) | 10 Consumer connection (net) | Pole Mounted Switches | 0 | Labour | 2021 | 2021 | Simple | 15202.6844 | 22804.0267 | 0 | 15202.6844 | 38006.7111 | 1.0178 | 0 | 23210.9828 | 15473.9886 | 38684.9714 | 15473.9886 | 38684.9714 | 0% | 0 | 0 | 0 | 0 | Consumer connection | 8%
Other Network Capex | g. Distribution switchgear | Distribution Switchgear | 33. 22 / 11 kV Dropout Fuse 3ph, 2ph (Excl Pole) | 10 Consumer connection (net) | Pole Mount Fuses | 0 | Other | 2021 | 2021 | Simple | 101229.4133 | 151844.1199 | 0 | 101229.4133 | 253073.5332 | 1.0166 | 0 | 154363.0046 | 102908.6697 | 257271.6743 | 102908.6697 | 257271.6743 | 0% | 0 | 0 | 0 | 0 | Consumer connection | 8%
Other Network Capex | g. Distribution switchgear | Distribution Switchgear | 33. 22 / 11 kV Dropout Fuse 3ph, 2ph (Excl Pole) | 10 Consumer connection (net) | Pole Mount Fuses | 0 | Labour | 2021 | 2021 | Simple | 101229.4133 | 151844.1199 | 0 | 101229.4133 | 253073.5332 | 1.0178 | 0 | 154553.9001 | 103035.9334 | 257589.8335 | 103035.9334 | 257589.8335 | 0% | 0 | 0 | 0 | 0 | Consumer connection | 8%
Other Network Capex | e. Distribution and LV cables | Distribution Switchgear | 47. Link Pillars | 10 Consumer connection (net) | Low Voltage Enclosures | 0 | Other | 2021 | 2021 | Simple | 86976.8966 | 130465.3449 | 0 | 86976.8966 | 217442.2415 | 1.0166 | 0 | 132629.5851 | 88419.7234 | 221049.3086 | 88419.7234 | 221049.3086 | 0% | 0 | 0 | 0 | 0 | Consumer connection | 8%
Other Network Capex | e. Distribution and LV cables | Distribution Switchgear | 47. Link Pillars | 10 Consumer connection (net) | Low Voltage Enclosures | 0 | Labour | 2021 | 2021 | Simple | 86976.8966 | 130465.3449 | 0 | 86976.8966 | 217442.2415 | 1.0178 | 0 | 132793.6037 | 88529.0691 | 221322.6729 | 88529.0691 | 221322.6729 | 0% | 0 | 0 | 0 | 0 | Consumer connection | 8%
Other Network Capex | f. Distribution substations and transformers | Distribution Transformers | 39. Ground Mounted, 22/0 | 10 Consumer connection (net) | Ground Mounted Distribution Transformers | 0 | Transformers | 2021 | 2021 | Simple | 651961.2754 | 977941.9131 | 0 | 651961.2754 | 1629903.1884 | 0.94945 | 0 | 928505.2255 | 619003.4837 | 1547508.7092 | 619003.4837 | 1547508.7092 | 0% | 0 | 0 | 0 | 0 | Consumer connection | 8%
Other Network Capex | f. Distribution substations and transformers | Distribution Transformers | 39. Ground Mounted, 22/0 | 10 Consumer connection (net) | Ground Mounted Distribution Transformers | 0 | Labour | 2021 | 2021 | Simple | 162990.3188 | 244485.4783 | 0 | 162990.3188 | 407475.7971 | 1.0178 | 0 | 248848.5179 | 165899.0119 | 414747.5298 | 165899.0119 | 414747.5298 | 0% | 0 | 0 | 0 | 0 | Consumer connection | 8%
Other Network Capex | f. Distribution substations and transformers | Distribution Transformers | 38. Pole Mounted Single/Two/Three Phase, 22/0 | 10 Consumer connection (net) | Pole Mounted Distribution Transformers | 0 | Transformers | 2021 | 2021 | Simple | 423921.0087 | 635881.513 | 0 | 423921.0087 | 1059802.5216 | 0.94945 | 0 | 603736.5816 | 402491.0544 | 1006227.636 | 402491.0544 | 1006227.636 | 0% | 0 | 0 | 0 | 0 | Consumer connection | 8%
Other Network Capex | f. Distribution substations and transformers | Distribution Transformers | 38. Pole Mounted Single/Two/Three Phase, 22/0 | 10 Consumer connection (net) | Pole Mounted Distribution Transformers | 0 | Labour | 2021 | 2021 | Simple | 105980.2522 | 158970.3782 | 0 | 105980.2522 | 264950.6304 | 1.0178 | 0 | 161807.3323 | 107871.5548 | 269678.8871 | 107871.5548 | 269678.8871 | 0% | 0 | 0 | 0 | 0 | Consumer connection | 8%
Other Network Capex | c. Zone substations | Secondary Systems | 19. Circuit/Transformer/Feeder/Bus Section/Coupler Protection & Controls - Digital | 10 Consumer connection (net) | Protection | 0 | Other | 2021 | 2021 | Simple | 4385.3897 | 6578.0846 | 0 | 4385.3897 | 10963.4744 | 1.0166 | 0 | 6687.206 | 4458.1373 | 11145.3433 | 4458.1373 | 11145.3433 | 0% | 0 | 0 | 0 | 0 | Consumer connection | 8%
Other Network Capex | c. Zone substations | Secondary Systems | 19. Circuit/Transformer/Feeder/Bus Section/Coupler Protection & Controls - Digital | 10 Consumer connection (net) | Protection | 0 | Labour | 2021 | 2021 | Simple | 17541.559 | 26312.3385 | 0 | 17541.559 | 43853.8974 | 1.0178 | 0 | 26781.9033 | 17854.6022 | 44636.5055 | 17854.6022 | 44636.5055 | 0% | 0 | 0 | 0 | 0 | Consumer connection | 8%
Other Network Capex | b. Subtransmission cables | Cables | 4. Subtransmission XLPE installed in or after 1985 | 10 Consumer connection (net) | Subtransmission Cables | 0 | Cables | 2021 | 2021 | Simple | 6358.8151 | 9538.2227 | 0 | 6358.8151 | 15897.0378 | 0.94649 | 0 | 9027.8414 | 6018.5609 | 15046.4023 | 6018.5609 | 15046.4023 | 0% | 0 | 0 | 0 | 0 | Consumer connection | 8%
Other Network Capex | b. Subtransmission cables | Cables | 4. Subtransmission XLPE installed in or after 1985 | 10 Consumer connection (net) | Subtransmission Cables | 0 | Labour | 2021 | 2021 | Simple | 14837.2353 | 22255.853 | 0 | 14837.2353 | 37093.0883 | 1.0178 | 0 | 22653.0265 | 15102.0177 | 37755.0442 | 15102.0177 | 37755.0442 | 0% | 0 | 0 | 0 | 0 | Consumer connection | 8%
Other Network Capex | e. Distribution and LV cables | Cables | 30. HV PILC | 10 Consumer connection (net) | Distribution Cables | 0 | Cables | 2021 | 2021 | Simple | 115774.2893 | 173661.4339 | 0 | 115774.2893 | 289435.7231 | 0.94649 | 0 | 164368.9739 | 109579.3159 | 273948.2898 | 109579.3159 | 273948.2898 | 0% | 0 | 0 | 0 | 0 | Consumer connection | 8%
Other Network Capex | e. Distribution and LV cables | Cables | 30. HV PILC | 10 Consumer connection (net) | Distribution Cables | 0 | Labour | 2021 | 2021 | Simple | 270140.0083 | 405210.0124 | 0 | 270140.0083 | 675350.0207 | 1.0178 | 0 | 412441.3104 | 274960.8736 | 687402.184 | 274960.8736 | 687402.184 | 0% | 0 | 0 | 0 | 0 | Consumer connection | 8%
Other Network Capex | e. Distribution and LV cables | Cables | 46. LV PILC | 10 Consumer connection (net) | Low Voltage Cables | 0 | Cables | 2021 | 2021 | Simple | 329488.9495 | 494233.4242 | 0 | 329488.9495 | 823722.3737 | 0.94649 | 0 | 467787.4585 | 311858.3057 | 779645.7641 | 311858.3057 | 779645.7641 | 0% | 0 | 0 | 0 | 0 | Consumer connection | 8%
Other Network Capex | e. Distribution and LV cables | Cables | 46. LV PILC | 10 Consumer connection (net) | Low Voltage Cables | 0 | Labour | 2021 | 2021 | Simple | 494233.4242 | 741350.1363 | 0 | 494233.4242 | 1235583.5606 | 1.0178 | 0 | 754580.1247 | 503053.4165 | 1257633.5411 | 503053.4165 | 1257633.5411 | 0% | 0 | 0 | 0 | 0 | Consumer connection | 8%
Other Network Capex | d. Distribution and LV lines | Overhead Conductors | 25. HV concrete or steel pole | 10 Consumer connection (net) | Distribution Conductor | 0 | Conductor | 2021 | 2021 | Simple | 3727.5813 | 5591.3719 | 0 | 3727.5813 | 9318.9532 | 0.94512 | 0 | 5284.5399 | 3523.0266 | 8807.5666 | 3523.0266 | 8807.5666 | 0% | 0 | 0 | 0 | 0 | Consumer connection | 8%
Other Network Capex | d. Distribution and LV lines | Overhead Conductors | 25. HV concrete or steel pole | 10 Consumer connection (net) | Distribution Conductor | 0 | Labour | 2021 | 2021 | Simple | 14910.3251 | 22365.4877 | 0 | 14910.3251 | 37275.8128 | 1.0178 | 0 | 22764.6178 | 15176.4119 | 37941.0296 | 15176.4119 | 37941.0296 | 0% | 0 | 0 | 0 | 0 | Consumer connection | 8%
Other Network Capex | d. Distribution and LV lines | Overhead Conductors | 26. HV wood pole | 10 Consumer connection (net) | Distribution Conductor | 0 | Conductor | 2021 | 2021 | Simple | 3727.5813 | 5591.3719 | 0 | 3727.5813 | 9318.9532 | 0.94512 | 0 | 5284.5399 | 3523.0266 | 8807.5666 | 3523.0266 | 8807.5666 | 0% | 0 | 0 | 0 | 0 | Consumer connection | 10%
Other Network Capex | d. Distribution and LV lines | Overhead Conductors | 26. HV wood pole | 10 Consumer connection (net) | Distribution Conductor | 0 | Labour | 2021 | 2021 | Simple | 14910.3251 | 22365.4877 | 0 | 14910.3251 | 37275.8128 | 1.0178 | 0 | 22764.6178 | 15176.4119 | 37941.0296 | 15176.4119 | 37941.0296 | 0% | 0 | 0 | 0 | 0 | Consumer connection | 10%
Other Network Capex | d. Distribution and LV lines | Overhead Conductors | 41. LV Concrete pole | 10 Consumer connection (net) | Low Voltage Conductor | 0 | Conductor | 2021 | 2021 | Simple | 3508.3118 | 5262.4677 | 0 | 3508.3118 | 8770.7795 | 0.94512 | 0 | 4973.6847 | 3315.7898 | 8289.4744 | 3315.7898 | 8289.4744 | 0% | 0 | 0 | 0 | 0 | Consumer connection | 8%
Other Network Capex | d. Distribution and LV lines | Overhead Conductors | 41. LV Concrete pole | 10 Consumer connection (net) | Low Voltage Conductor | 0 | Labour | 2021 | 2021 | Simple | 14033.2472 | 21049.8708 | 0 | 14033.2472 | 35083.118 | 1.0178 | 0 | 21425.5226 | 14283.6817 | 35709.2044 | 14283.6817 | 35709.2044 | 0% | 0 | 0 | 0 | 0 | Consumer connection | 8%
Other Network Capex | d. Distribution and LV lines | Overhead Conductors | 42. LV Wood pole | 10 Consumer connection (net) | Low Voltage Conductor | 0 | Conductor | 2021 | 2021 | Simple | 3508.3118 | 5262.4677 | 0 | 3508.3118 | 8770.7795 | 0.94512 | 0 | 4973.6847 | 3315.7898 | 8289.4744 | 3315.7898 | 8289.4744 | 0% | 0 | 0 | 0 | 0 | Consumer connection | 10%
Other Network Capex | d. Distribution and LV lines | Overhead Conductors | 42. LV Wood pole | 10 Consumer connection (net) | Low Voltage Conductor | 0 | Labour | 2021 | 2021 | Simple | 14033.2472 | 21049.8708 | 0 | 14033.2472 | 35083.118 | 1.0178 | 0 | 21425.5226 | 14283.6817 | 35709.2044 | 14283.6817 | 35709.2044 | 0% | 0 | 0 | 0 | 0 | Consumer connection | 10%
Other Network Capex | h. Other network assets | 0 | 51. Other network assets | 10 Consumer connection (net) | Other | 0 | Other | 2021 | 2021 | Simple | 2192.6949 | 3289.0423 | 0 | 2192.6949 | 5481.7372 | 1.0166 | 0 | 3343.603 | 2229.0687 | 5572.6716 | 2229.0687 | 5572.6716 | 0% | 0 | 0 | 0 | 0 | Consumer connection | 10%
Non Network Capex | i. Non-network assets | Non-network Assets | 52. Buildings | 15 Facilities | Buildings | 0 | Other | 2021 | 2021 | Simple | 108930.5604 | 0 | 0 | 108930.5604 | 108930.5604 | 1.0166 | 0 | 0 | 110737.5682 | 110737.5682 | 110737.5682 | 110737.5682 | 0% | 0 | 0 | 0 | 0 | Non-network CAPEX | 0%
Non Network Capex | i. Non-network assets | Non-network Assets | 53. Furniture and fittings | 15 Facilities | Furniture and fittings | 0 | Other | 2021 | 2021 | Simple | 544652.8018 | 0 | 0 | 544652.8018 | 544652.8018 | 1.0166 | 0 | 0 | 553687.8411 | 553687.8411 | 553687.8411 | 553687.8411 | 0% | 0 | 0 | 0 | 0 | Non-network CAPEX | 13%
Non Network Capex | i. Non-network assets | Non-network Assets | 57. Plant and equipment | 15 Facilities | Plant and equipment | 0 | Other | 2021 | 2021 | Simple | 435722.2415 | 0 | 0 | 435722.2415 | 435722.2415 | 1.0166 | 0 | 0 | 442950.2729 | 442950.2729 | 442950.2729 | 442950.2729 | 0% | 0 | 0 | 0 | 0 | Non-network CAPEX | 20%
Other Network Capex | h. Other network assets | 0 | 51. Other network assets | 12 Future Networks | Other | 0 | Other | 2021 | 2021 | Simple | 236453.3333 | 0 | 0 | 236453.3333 | 236453.3333 | 1.0166 | 0 | 0 | 240375.7682 | 240375.7682 | 240375.7682 | 240375.7682 | 0% | 0 | 0 | 0 | 0 | Quality of supply | 10%
Renewals | f. Distribution substations and transformers | Distribution Transformers | 38. Pole Mounted Single/Two/Three Phase, 22/0 | 6.2 Pole Mounted Distribution Transformers | Pole Mounted Distribution Transformers | 0 | Transformers | 2021 | 2021 | Simple | 1177160 | 0 | 0 | 1177160 | 1177160 | 0.94945 | 0 | 0 | 1117652.487 | 1117652.487 | 1117652.487 | 1117652.487 | 0% | 0 | 0 | 0 | 0 | Asset replacement and renewal | 8%
Renewals | f. Distribution substations and transformers | Distribution Transformers | 38. Pole Mounted Single/Two/Three Phase, 22/0 | 6.2 Pole Mounted Distribution Transformers | Pole Mounted Distribution Transformers | 0 | Labour | 2021 | 2021 | Simple | 294290 | 0 | 0 | 294290 | 294290 | 1.0178 | 0 | 0 | 299541.8413 | 299541.8413 | 299541.8413 | 299541.8413 | 0% | 0 | 0 | 0 | 0 | Asset replacement and renewal | 8%
Renewals | a. Subtransmission lines | Overhead Conductors | 1. Subtransmission concrete or steel pole | 2.1 Subtransmission Conductor | Subtransmission Conductor | 0 | Conductor | 2021 | 2021 | Simple | 1354009.6 | 0 | 0 | 1354009.6 | 1354009.6 | 0.94512 | 0 | 0 | 1279707.0037 | 1279707.0037 | 1279707.0037 | 1279707.0037 | 0% | 0 | 0 | 0 | 0 | Asset replacement and renewal | 8%
Renewals | a. Subtransmission lines | Overhead Conductors | 1. Subtransmission concrete or steel pole | 2.1 Subtransmission Conductor | Subtransmission Conductor | 0 | Labour | 2021 | 2021 | Simple | 5416038.4 | 0 | 0 | 5416038.4 | 5416038.4 | 1.0178 | 0 | 0 | 5512691.9532 | 5512691.9532 | 5512691.9532 | 5512691.9532 | 0% | 0 | 0 | 0 | 0 | Asset replacement and renewal | 8%
Renewals | c. Zone substations | Secondary Systems | 23. DC Supplies, Batteries and Inverters | 7.2 DC Systems | DC Systems | 0 | Other | 2021 | 2021 | Simple | 135765.6 | 0 | 0 | 135765.6 | 135765.6 | 1.0166 | 0 | 0 | 138017.7642 | 138017.7642 | 138017.7642 | 138017.7642 | 0% | 0 | 0 | 0 | 0 | Asset replacement and renewal | 8%
Renewals | c. Zone substations | Secondary Systems | 23. DC Supplies, Batteries and Inverters | 7.2 DC Systems | DC Systems | 0 | Labour | 2021 | 2021 | Simple | 543062.4 | 0 | 0 | 543062.4 | 543062.4 | 1.0178 | 0 | 0 | 552753.7845 | 552753.7845 | 552753.7845 | 552753.7845 | 0% | 0 | 0 | 0 | 0 | Asset replacement and renewal | 8%
Renewals | f. Distribution substations and transformers | Distribution Transformers | 38. Pole Mounted Single/Two/Three Phase, 22/0 | 3.2 Distribution Cables | Pole Mounted Distribution Transformers | 0 | Transformers | 2021 | 2021 | Simple | 680400 | 0 | 0 | 680400 | 680400 | 0.94945 | 0 | 0 | 646004.5806 | 646004.5806 | 646004.5806 | 646004.5806 | 0% | 0 | 0 | 0 | 0 | Asset replacement and renewal | 8%
Renewals | f. Distribution substations and transformers | Distribution Transformers | 38. Pole Mounted Single/Two/Three Phase, 22/0 | 3.2 Distribution Cables | Pole Mounted Distribution Transformers | 0 | Labour | 2021 | 2021 | Simple | 170100 | 0 | 0 | 170100 | 170100 | 1.0178 | 0 | 0 | 173135.5711 | 173135.5711 | 173135.5711 | 173135.5711 | 0% | 0 | 0 | 0 | 0 | Asset replacement and renewal | 8%
Renewals | f. Distribution substations and transformers | Distribution Transformers | 39. Ground Mounted, 22/0 | 6.1 Ground Mounted Distribution Transformers | Ground Mounted Distribution Transformers | 0 | Transformers | 2021 | 2021 | Simple | 174080 | 0 | 0 | 174080 | 174080 | 0.94945 | 0 | 0 | 165279.9491 | 165279.9491 | 165279.9491 | 165279.9491 | 0% | 0 | 0 | 0 | 0 | Asset replacement and renewal | 8%
Renewals | f. Distribution substations and transformers | Distribution Transformers | 39. Ground Mounted, 22/0 | 6.1 Ground Mounted Distribution Transformers | Ground Mounted Distribution Transformers | 0 | Labour | 2021 | 2021 | Simple | 43520 | 0 | 0 | 43520 | 43520 | 1.0178 | 0 | 0 | 44296.6493 | 44296.6493 | 44296.6493 | 44296.6493 | 0% | 0 | 0 | 0 | 0 | Asset replacement and renewal | 8%
Renewals | g. Distribution switchgear | Distribution Switchgear | 33. 22 / 11 kV Dropout Fuse 3ph, 2ph (Excl Pole) | 5.2 Pole Mounted Fuses | Pole Mount Fuses | 0 | Other | 2021 | 2021 | Simple | 107500 | 0 | 0 | 107500 | 107500 | 1.0166 | 0 | 0 | 109283.2768 | 109283.2768 | 109283.2768 | 109283.2768 | 0% | 0 | 0 | 0 | 0 | Asset replacement and renewal | 8%
Renewals | g. Distribution switchgear | Distribution Switchgear | 33. 22 / 11 kV Dropout Fuse 3ph, 2ph (Excl Pole) | 5.2 Pole Mounted Fuses | Pole Mount Fuses | 0 | Labour | 2021 | 2021 | Simple | 107500 | 0 | 0 | 107500 | 107500 | 1.0178 | 0 | 0 | 109418.4238 | 109418.4238 | 109418.4238 | 109418.4238 | 0% | 0 | 0 | 0 | 0 | Asset replacement and renewal | 8%
Renewals | e. Distribution and LV cables | Cables | 45. LV XLPE or PVC installed in or after 1985 | 3.3 Low Voltage Cables | Low Voltage Cables | 0 | Cables | 2021 | 2021 | Simple | 158792.0407 | 0 | 0 | 158792.0407 | 158792.0407 | 0.94649 | 0 | 0 | 150295.2279 | 150295.2279 | 150295.2279 | 150295.2279 | 0% | 0 | 0 | 0 | 0 | Asset replacement and renewal | 8%
Renewals | e. Distribution and LV cables | Cables | 45. LV XLPE or PVC installed in or after 1985 | 3.3 Low Voltage Cables | Low Voltage Cables | 0 | Labour | 2021 | 2021 | Simple | 238188.061 | 0 | 0 | 238188.061 | 238188.061 | 1.0178 | 0 | 0 | 242438.7182 | 242438.7182 | 242438.7182 | 242438.7182 | 0% | 0 | 0 | 0 | 0 | Asset replacement and renewal | 8%
Renewals | g. Distribution switchgear | Distribution Switchgear | 31. 22 / 11 kV Disconnector 3ph, 2ph (Excl Pole) | 5.3 Pole Mounted Switches | Pole Mounted Switches | 0 | Other | 2021 | 2021 | Simple | 305760 | 0 | 0 | 305760 | 305760 | 1.0166 | 0 | 0 | 310832.1369 | 310832.1369 | 310832.1369 | 310832.1369 | 0% | 0 | 0 | 0 | 0 | Asset replacement and renewal | 8%
Renewals | g. Distribution switchgear | Distribution Switchgear | 31. 22 / 11 kV Disconnector 3ph, 2ph (Excl Pole) | 5.3 Pole Mounted Switches | Pole Mounted Switches | 0 | Labour | 2021 | 2021 | Simple | 76440 | 0 | 0 | 76440 | 76440 | 1.0178 | 0 | 0 | 77804.1332 | 77804.1332 | 77804.1332 | 77804.1332 | 0% | 0 | 0 | 0 | 0 | Asset replacement and renewal | 8%
Renewals | f. Distribution substations and transformers | Distribution Switchgear | 40. Distribution substations | 5.6 Ancillary Distribution Substation Equipment | Ancillary Distribution Substation Equipment | 0 | Other | 2021 | 2021 | Simple | 236113.5 | 0 | 0 | 236113.5 | 236113.5 | 1.0166 | 0 | 0 | 240030.2975 | 240030.2975 | 240030.2975 | 240030.2975 | 0% | 0 | 0 | 0 | 0 | Asset replacement and renewal | 10%
Renewals | f. Distribution substations and transformers | Distribution Switchgear | 40. Distribution substations | 5.6 Ancillary Distribution Substation Equipment | Ancillary Distribution Substation Equipment | 0 | Labour | 2021 | 2021 | Simple | 236113.5 | 0 | 0 | 236113.5 | 236113.5 | 1.0178 | 0 | 0 | 240327.135 | 240327.135 | 240327.135 | 240327.135 | 0% | 0 | 0 | 0 | 0 | Asset replacement and renewal | 10%
Renewals | b. Subtransmission cables | Distribution Switchgear | 10. Sub-transmission Surge Arresters (3 phase set) | 5.6 Ancillary Distribution Substation Equipment | Ancillary Distribution Substation Equipment | 0 | Other | 2021 | 2021 | Simple | 150000 | 0 | 0 | 150000 | 150000 | 1.0166 | 0 | 0 | 152488.2932 | 152488.2932 | 152488.2932 | 152488.2932 | 0% | 0 | 0 | 0 | 0 | Asset replacement and renewal | 8%
Renewals | b. Subtransmission cables | Distribution Switchgear | 10. Sub-transmission Surge Arresters (3 phase set) | 5.6 Ancillary Distribution Substation Equipment | Ancillary Distribution Substation Equipment | 0 | Labour | 2021 | 2021 | Simple | 150000 | 0 | 0 | 150000 | 150000 | 1.0178 | 0 | 0 | 152676.8704 | 152676.8704 | 152676.8704 | 152676.8704 | 0% | 0 | 0 | 0 | 0 | Asset replacement and renewal | 8%
Growth | d. Distribution and LV lines | Support Structures | 25. HV concrete or steel pole | 9 Distribution and LV Reinforcement | Poles | 0 | Other | 2021 | 2021 | Simple | 65379.825 | 0 | 0 | 65379.825 | 65379.825 | 1.0166 | 0 | 0 | 66464.3862 | 66464.3862 | 66464.3862 | 66464.3862 | 0% | 0 | 0 | 0 | 0 | System growth | 8%
Growth | d. Distribution and LV lines | Support Structures | 25. HV concrete or steel pole | 9 Distribution and LV Reinforcement | Poles | 0 | Labour | 2021 | 2021 | Simple | 65379.825 | 0 | 0 | 65379.825 | 65379.825 | 1.0178 | 0 | 0 | 66546.5805 | 66546.5805 | 66546.5805 | 66546.5805 | 0% | 0 | 0 | 0 | 0 | System growth | 8%
Growth | d. Distribution and LV lines | Support Structures | 26. HV wood pole | 9 Distribution and LV Reinforcement | Poles | 0 | Other | 2021 | 2021 | Simple | 65379.825 | 0 | 0 | 65379.825 | 65379.825 | 1.0166 | 0 | 0 | 66464.3862 | 66464.3862 | 66464.3862 | 66464.3862 | 0% | 0 | 0 | 0 | 0 | System growth | 10%
Growth | d. Distribution and LV lines | Support Structures | 26. HV wood pole | 9 Distribution and LV Reinforcement | Poles | 0 | Labour | 2021 | 2021 | Simple | 65379.825 | 0 | 0 | 65379.825 | 65379.825 | 1.0178 | 0 | 0 | 66546.5805 | 66546.5805 | 66546.5805 | 66546.5805 | 0% | 0 | 0 | 0 | 0 | System growth | 10%
Growth | d. Distribution and LV lines | Support Structures | 41. LV Concrete pole | 9 Distribution and LV Reinforcement | Poles | 0 | Other | 2021 | 2021 | Simple | 29057.7 | 0 | 0 | 29057.7 | 29057.7 | 1.0166 | 0 | 0 | 29539.7272 | 29539.7272 | 29539.7272 | 29539.7272 | 0% | 0 | 0 | 0 | 0 | System growth | 8%
Growth | d. Distribution and LV lines | Support Structures | 41. LV Concrete pole | 9 Distribution and LV Reinforcement | Poles | 0 | Labour | 2021 | 2021 | Simple | 29057.7 | 0 | 0 | 29057.7 | 29057.7 | 1.0178 | 0 | 0 | 29576.258 | 29576.258 | 29576.258 | 29576.258 | 0% | 0 | 0 | 0 | 0 | System growth | 8%
Growth | d. Distribution and LV lines | Support Structures | 42. LV Wood pole | 9 Distribution and LV Reinforcement | Poles | 0 | Other | 2021 | 2021 | Simple | 29057.7 | 0 | 0 | 29057.7 | 29057.7 | 1.0166 | 0 | 0 | 29539.7272 | 29539.7272 | 29539.7272 | 29539.7272 | 0% | 0 | 0 | 0 | 0 | System growth | 10%
Growth | d. Distribution and LV lines | Support Structures | 42. LV Wood pole | 9 Distribution and LV Reinforcement | Poles | 0 | Labour | 2021 | 2021 | Simple | 29057.7 | 0 | 0 | 29057.7 | 29057.7 | 1.0178 | 0 | 0 | 29576.258 | 29576.258 | 29576.258 | 29576.258 | 0% | 0 | 0 | 0 | 0 | System growth | 10%
Growth | d. Distribution and LV lines | Support Structures | 25. HV concrete or steel pole | 9 Distribution and LV Reinforcement | Crossarms | 0 | Other | 2021 | 2021 | Simple | 43586.55 | 0 | 0 | 43586.55 | 43586.55 | 1.0166 | 0 | 0 | 44309.5908 | 44309.5908 | 44309.5908 | 44309.5908 | 0% | 0 | 0 | 0 | 0 | System growth | 8%
Growth | d. Distribution and LV lines | Support Structures | 25. HV concrete or steel pole | 9 Distribution and LV Reinforcement | Crossarms | 0 | Labour | 2021 | 2021 | Simple | 43586.55 | 0 | 0 | 43586.55 | 43586.55 | 1.0178 | 0 | 0 | 44364.387 | 44364.387 | 44364.387 | 44364.387 | 0% | 0 | 0 | 0 | 0 | System growth | 8%
Growth | d. Distribution and LV lines | Support Structures | 26. HV wood pole | 9 Distribution and LV Reinforcement | Crossarms | 0 | Other | 2021 | 2021 | Simple | 43586.55 | 0 | 0 | 43586.55 | 43586.55 | 1.0166 | 0 | 0 | 44309.5908 | 44309.5908 | 44309.5908 | 44309.5908 | 0% | 0 | 0 | 0 | 0 | System growth | 10%
Growth | d. Distribution and LV lines | Support Structures | 26. HV wood pole | 9 Distribution and LV Reinforcement | Crossarms | 0 | Labour | 2021 | 2021 | Simple | 43586.55 | 0 | 0 | 43586.55 | 43586.55 | 1.0178 | 0 | 0 | 44364.387 | 44364.387 | 44364.387 | 44364.387 | 0% | 0 | 0 | 0 | 0 | System growth | 10%
Growth | d. Distribution and LV lines | Support Structures | 41. LV Concrete pole | 9 Distribution and LV Reinforcement | Crossarms | 0 | Other | 2021 | 2021 | Simple | 21793.275 | 0 | 0 | 21793.275 | 21793.275 | 1.0166 | 0 | 0 | 22154.7954 | 22154.7954 | 22154.7954 | 22154.7954 | 0% | 0 | 0 | 0 | 0 | System growth | 8%
Growth | d. Distribution and LV lines | Support Structures | 41. LV Concrete pole | 9 Distribution and LV Reinforcement | Crossarms | 0 | Labour | 2021 | 2021 | Simple | 21793.275 | 0 | 0 | 21793.275 | 21793.275 | 1.0178 | 0 | 0 | 22182.1935 | 22182.1935 | 22182.1935 | 22182.1935 | 0% | 0 | 0 | 0 | 0 | System growth | 8%
Growth | d. Distribution and LV lines | Support Structures | 42. LV Wood pole | 9 Distribution and LV Reinforcement | Crossarms | 0 | Other | 2021 | 2021 | Simple | 21793.275 | 0 | 0 | 21793.275 | 21793.275 | 1.0166 | 0 | 0 | 22154.7954 | 22154.7954 | 22154.7954 | 22154.7954 | 0% | 0 | 0 | 0 | 0 | System growth | 10%
Growth | d. Distribution and LV lines | Support Structures | 42. LV Wood pole | 9 Distribution and LV Reinforcement | Crossarms | 0 | Labour | 2021 | 2021 | Simple | 21793.275 | 0 | 0 | 21793.275 | 21793.275 | 1.0178 | 0 | 0 | 22182.1935 | 22182.1935 | 22182.1935 | 22182.1935 | 0% | 0 | 0 | 0 | 0 | System growth | 10%
Growth | g. Distribution switchgear | Distribution Switchgear | 32. 22 / 11 kV Load Break Switch (Excl Pole) | 9 Distribution and LV Reinforcement | Pole Mounted Switches | 0 | Other | 2021 | 2021 | Simple | 69738.48 | 0 | 0 | 69738.48 | 69738.48 | 1.0166 | 0 | 0 | 70895.3453 | 70895.3453 | 70895.3453 | 70895.3453 | 0% | 0 | 0 | 0 | 0 | System growth | 8%
Growth | g. Distribution switchgear | Distribution Switchgear | 32. 22 / 11 kV Load Break Switch (Excl Pole) | 9 Distribution and LV Reinforcement | Pole Mounted Switches | 0 | Labour | 2021 | 2021 | Simple | 46492.32 | 0 | 0 | 46492.32 | 46492.32 | 1.0178 | 0 | 0 | 47322.0128 | 47322.0128 | 47322.0128 | 47322.0128 | 0% | 0 | 0 | 0 | 0 | System growth | 8%
Growth | g. Distribution switchgear | Distribution Switchgear | 34. 22 / 11 kV Sectionaliser or Recloser (Excl Pole) | 9 Distribution and LV Reinforcement | Reclosers and Sectionalisers | 0 | Other | 2021 | 2021 | Simple | 52303.86 | 0 | 0 | 52303.86 | 52303.86 | 1.0166 | 0 | 0 | 53171.5089 | 53171.5089 | 53171.5089 | 53171.5089 | 0% | 0 | 0 | 0 | 0 | System growth | 8%
Growth | g. Distribution switchgear | Distribution Switchgear | 34. 22 / 11 kV Sectionaliser or Recloser (Excl Pole) | 9 Distribution and LV Reinforcement | Reclosers and Sectionalisers | 0 | Labour | 2021 | 2021 | Simple | 34869.24 | 0 | 0 | 34869.24 | 34869.24 | 1.0178 | 0 | 0 | 35491.5096 | 35491.5096 | 35491.5096 | 35491.5096 | 0% | 0 | 0 | 0 | 0 | System growth | 8%
Growth | g. Distribution switchgear | Distribution Switchgear | 33. 22 / 11 kV Dropout Fuse 3ph, 2ph (Excl Pole) | 9 Distribution and LV Reinforcement | Pole Mount Fuses | 0 | Other | 2021 | 2021 | Simple | 101701.95 | 0 | 0 | 101701.95 | 101701.95 | 1.0166 | 0 | 0 | 103389.0452 | 103389.0452 | 103389.0452 | 103389.0452 | 0% | 0 | 0 | 0 | 0 | System growth | 8%
Growth | g. Distribution switchgear | Distribution Switchgear | 33. 22 / 11 kV Dropout Fuse 3ph, 2ph (Excl Pole) | 9 Distribution and LV Reinforcement | Pole Mount Fuses | 0 | Labour | 2021 | 2021 | Simple | 101701.95 | 0 | 0 | 101701.95 | 101701.95 | 1.0178 | 0 | 0 | 103516.9029 | 103516.9029 | 103516.9029 | 103516.9029 | 0% | 0 | 0 | 0 | 0 | System growth | 8%
Growth | e. Distribution and LV cables | Distribution Switchgear | 47. Link Pillars | 9 Distribution and LV Reinforcement | Low Voltage Enclosures | 0 | Other | 2021 | 2021 | Simple | 14528.85 | 0 | 0 | 14528.85 | 14528.85 | 1.0166 | 0 | 0 | 14769.8636 | 14769.8636 | 14769.8636 | 14769.8636 | 0% | 0 | 0 | 0 | 0 | System growth | 8%
Growth | e. Distribution and LV cables | Distribution Switchgear | 47. Link Pillars | 9 Distribution and LV Reinforcement | Low Voltage Enclosures | 0 | Labour | 2021 | 2021 | Simple | 14528.85 | 0 | 0 | 14528.85 | 14528.85 | 1.0178 | 0 | 0 | 14788.129 | 14788.129 | 14788.129 | 14788.129 | 0% | 0 | 0 | 0 | 0 | System growth | 8%
Growth | f. Distribution substations and transformers | Distribution Transformers | 39. Ground Mounted, 22/0 | 9 Distribution and LV Reinforcement | Ground Mounted Distribution Transformers | 0 | Transformers | 2021 | 2021 | Simple | 232461.6 | 0 | 0 | 232461.6 | 232461.6 | 0.94945 | 0 | 0 | 220710.2564 | 220710.2564 | 220710.2564 | 220710.2564 | 0% | 0 | 0 | 0 | 0 | System growth | 8%
Growth | f. Distribution substations and transformers | Distribution Transformers | 39. Ground Mounted, 22/0 | 9 Distribution and LV Reinforcement | Ground Mounted Distribution Transformers | 0 | Labour | 2021 | 2021 | Simple | 58115.4 | 0 | 0 | 58115.4 | 58115.4 | 1.0178 | 0 | 0 | 59152.516 | 59152.516 | 59152.516 | 59152.516 | 0% | 0 | 0 | 0 | 0 | System growth | 8%
Growth | f. Distribution substations and transformers | Distribution Transformers | 38. Pole Mounted Single/Two/Three Phase, 22/0 | 9 Distribution and LV Reinforcement | Pole Mounted Distribution Transformers | 0 | Transformers | 2021 | 2021 | Simple | 69738.48 | 0 | 0 | 69738.48 | 69738.48 | 0.94945 | 0 | 0 | 66213.0769 | 66213.0769 | 66213.0769 | 66213.0769 | 0% | 0 | 0 | 0 | 0 | System growth | 8%
Growth | f. Distribution substations and transformers | Distribution Transformers | 38. Pole Mounted Single/Two/Three Phase, 22/0 | 9 Distribution and LV Reinforcement | Pole Mounted Distribution Transformers | 0 | Labour | 2021 | 2021 | Simple | 17434.62 | 0 | 0 | 17434.62 | 17434.62 | 1.0178 | 0 | 0 | 17745.7548 | 17745.7548 | 17745.7548 | 17745.7548 | 0% | 0 | 0 | 0 | 0 | System growth | 8%
Growth | g. Distribution switchgear | Distribution Transformers | 35. Voltage Regulator | 9 Distribution and LV Reinforcement | Voltage Regulators | 0 | Transformers | 2021 | 2021 | Simple | 11623.08 | 0 | 0 | 11623.08 | 11623.08 | 0.94945 | 0 | 0 | 11035.5128 | 11035.5128 | 11035.5128 | 11035.5128 | 0% | 0 | 0 | 0 | 0 | System growth | 8%
Growth | g. Distribution switchgear | Distribution Transformers | 35. Voltage Regulator | 9 Distribution and LV Reinforcement | Voltage Regulators | 0 | Labour | 2021 | 2021 | Simple | 2905.77 | 0 | 0 | 2905.77 | 2905.77 | 1.0178 | 0 | 0 | 2957.6258 | 2957.6258 | 2957.6258 | 2957.6258 | 0% | 0 | 0 | 0 | 0 | System growth | 8%
Growth | c. Zone substations | Secondary Systems | 19. Circuit/Transformer/Feeder/Bus Section/Coupler Protection & Controls - Digital | 9 Distribution and LV Reinforcement | Protection | 0 | Other | 2021 | 2021 | Simple | 5811.54 | 0 | 0 | 5811.54 | 5811.54 | 1.0166 | 0 | 0 | 5907.9454 | 5907.9454 | 5907.9454 | 5907.9454 | 0% | 0 | 0 | 0 | 0 | System growth | 8%
Growth | c. Zone substations | Secondary Systems | 19. Circuit/Transformer/Feeder/Bus Section/Coupler Protection & Controls - Digital | 9 Distribution and LV Reinforcement | Protection | 0 | Labour | 2021 | 2021 | Simple | 23246.16 | 0 | 0 | 23246.16 | 23246.16 | 1.0178 | 0 | 0 | 23661.0064 | 23661.0064 | 23661.0064 | 23661.0064 | 0% | 0 | 0 | 0 | 0 | System growth | 8%
Growth | h. Other network assets | Secondary Systems | 50. SCADA and Comms (Central Facilities and / or wider Network Communications Equipment) | 9 Distribution and LV Reinforcement | Remote Terminal Units | 0 | Other | 2021 | 2021 | Simple | 2905.77 | 0 | 0 | 2905.77 | 2905.77 | 1.0166 | 0 | 0 | 2953.9727 | 2953.9727 | 2953.9727 | 2953.9727 | 0% | 0 | 0 | 0 | 0 | System growth | 10%
Growth | h. Other network assets | Secondary Systems | 50. SCADA and Comms (Central Facilities and / or wider Network Communications Equipment) | 9 Distribution and LV Reinforcement | Remote Terminal Units | 0 | Labour | 2021 | 2021 | Simple | 11623.08 | 0 | 0 | 11623.08 | 11623.08 | 1.0178 | 0 | 0 | 11830.5032 | 11830.5032 | 11830.5032 | 11830.5032 | 0% | 0 | 0 | 0 | 0 | System growth | 10%
Growth | e. Distribution and LV cables | Cables | 29. HV XLPE installed in or after 1985 | 9 Distribution and LV Reinforcement | Distribution Cables | 0 | Cables | 2021 | 2021 | Simple | 235367.37 | 0 | 0 | 235367.37 | 235367.37 | 0.94649 | 0 | 0 | 222773.0834 | 222773.0834 | 222773.0834 | 222773.0834 | 0% | 0 | 0 | 0 | 0 | System growth | 8%
Growth | e. Distribution and LV cables | Cables | 29. HV XLPE installed in or after 1985 | 9 Distribution and LV Reinforcement | Distribution Cables | 0 | Labour | 2021 | 2021 | Simple | 549190.53 | 0 | 0 | 549190.53 | 549190.53 | 1.0178 | 0 | 0 | 558991.2759 | 558991.2759 | 558991.2759 | 558991.2759 | 0% | 0 | 0 | 0 | 0 | System growth | 8%
Growth | e. Distribution and LV cables | Cables | 45. LV XLPE or PVC installed in or after 1985 | 9 Distribution and LV Reinforcement | Low Voltage Cables | 0 | Cables | 2021 | 2021 | Simple | 23246.16 | 0 | 0 | 23246.16 | 23246.16 | 0.94649 | 0 | 0 | 22002.2798 | 22002.2798 | 22002.2798 | 22002.2798 | 0% | 0 | 0 | 0 | 0 | System growth | 8%
Growth | e. Distribution and LV cables | Cables | 45. LV XLPE or PVC installed in or after 1985 | 9 Distribution and LV Reinforcement | Low Voltage Cables | 0 | Labour | 2021 | 2021 | Simple | 34869.24 | 0 | 0 | 34869.24 | 34869.24 | 1.0178 | 0 | 0 | 35491.5096 | 35491.5096 | 35491.5096 | 35491.5096 | 0% | 0 | 0 | 0 | 0 | System growth | 8%
Growth | d. Distribution and LV lines | Overhead Conductors | 25. HV concrete or steel pole | 9 Distribution and LV Reinforcement | Distribution Conductor | 0 | Conductor | 2021 | 2021 | Simple | 46492.32 | 0 | 0 | 46492.32 | 46492.32 | 0.94512 | 0 | 0 | 43941.0086 | 43941.0086 | 43941.0086 | 43941.0086 | 0% | 0 | 0 | 0 | 0 | System growth | 8%
Growth | d. Distribution and LV lines | Overhead Conductors | 25. HV concrete or steel pole | 9 Distribution and LV Reinforcement | Distribution Conductor | 0 | Labour | 2021 | 2021 | Simple | 185969.28 | 0 | 0 | 185969.28 | 185969.28 | 1.0178 | 0 | 0 | 189288.0511 | 189288.0511 | 189288.0511 | 189288.0511 | 0% | 0 | 0 | 0 | 0 | System growth | 8%
Growth | d. Distribution and LV lines | Overhead Conductors | 26. HV wood pole | 9 Distribution and LV Reinforcement | Distribution Conductor | 0 | Conductor | 2021 | 2021 | Simple | 46492.32 | 0 | 0 | 46492.32 | 46492.32 | 0.94512 | 0 | 0 | 43941.0086 | 43941.0086 | 43941.0086 | 43941.0086 | 0% | 0 | 0 | 0 | 0 | System growth | 10%
Growth | d. Distribution and LV lines | Overhead Conductors | 26. HV wood pole | 9 Distribution and LV Reinforcement | Distribution Conductor | 0 | Labour | 2021 | 2021 | Simple | 185969.28 | 0 | 0 | 185969.28 | 185969.28 | 1.0178 | 0 | 0 | 189288.0511 | 189288.0511 | 189288.0511 | 189288.0511 | 0% | 0 | 0 | 0 | 0 | System growth | 10%
Growth | d. Distribution and LV lines | Overhead Conductors | 41. LV Concrete pole | 9 Distribution and LV Reinforcement | Low Voltage Conductor | 0 | Conductor | 2021 | 2021 | Simple | 8717.31 | 0 | 0 | 8717.31 | 8717.31 | 0.94512 | 0 | 0 | 8238.9391 | 8238.9391 | 8238.9391 | 8238.9391 | 0% | 0 | 0 | 0 | 0 | System growth | 8%
Growth | d. Distribution and LV lines | Overhead Conductors | 41. LV Concrete pole | 9 Distribution and LV Reinforcement | Low Voltage Conductor | 0 | Labour | 2021 | 2021 | Simple | 34869.24 | 0 | 0 | 34869.24 | 34869.24 | 1.0178 | 0 | 0 | 35491.5096 | 35491.5096 | 35491.5096 | 35491.5096 | 0% | 0 | 0 | 0 | 0 | System growth | 8%
Growth | d. Distribution and LV lines | Overhead Conductors | 42. LV Wood pole | 9 Distribution and LV Reinforcement | Low Voltage Conductor | 0 | Conductor | 2021 | 2021 | Simple | 8717.31 | 0 | 0 | 8717.31 | 8717.31 | 0.94512 | 0 | 0 | 8238.9391 | 8238.9391 | 8238.9391 | 8238.9391 | 0% | 0 | 0 | 0 | 0 | System growth | 10%
Growth | d. Distribution and LV lines | Overhead Conductors | 42. LV Wood pole | 9 Distribution and LV Reinforcement | Low Voltage Conductor | 0 | Labour | 2021 | 2021 | Simple | 34869.24 | 0 | 0 | 34869.24 | 34869.24 | 1.0178 | 0 | 0 | 35491.5096 | 35491.5096 | 35491.5096 | 35491.5096 | 0% | 0 | 0 | 0 | 0 | System growth | 10%
Renewals | d. Distribution and LV lines | Support Structures | 25. HV concrete or steel pole | 1.1 Poles | Poles | 0 | Other | 2021 | 2021 | Simple | 7176000 | 0 | 0 | 7176000 | 7176000 | 1.0166 | 0 | 0 | 7295039.9485 | 7295039.9485 | 7295039.9485 | 7295039.9485 | 0% | 0 | 0 | 0 | 0 | Asset replacement and renewal | 8%
Renewals | d. Distribution and LV lines | Support Structures | 25. HV concrete or steel pole | 1.1 Poles | Poles | 0 | Labour | 2021 | 2021 | Simple | 7176000 | 0 | 0 | 7176000 | 7176000 | 1.0178 | 0 | 0 | 7304061.4809 | 7304061.4809 | 7304061.4809 | 7304061.4809 | 0% | 0 | 0 | 0 | 0 | Asset replacement and renewal | 8%
Renewals | d. Distribution and LV lines | Support Structures | 25. HV concrete or steel pole | 1.2 Crossarms | Crossarms | 0 | Other | 2021 | 2021 | Simple | 1830400 | 0 | 0 | 1830400 | 1830400 | 1.0166 | 0 | 0 | 1860763.813 | 1860763.813 | 1860763.813 | 1860763.813 | 0% | 0 | 0 | 0 | 0 | Asset replacement and renewal | 8%
Renewals | d. Distribution and LV lines | Support Structures | 25. HV concrete or steel pole | 1.2 Crossarms | Crossarms | 0 | Labour | 2021 | 2021 | Simple | 1830400 | 0 | 0 | 1830400 | 1830400 | 1.0178 | 0 | 0 | 1863064.9574 | 1863064.9574 | 1863064.9574 | 1863064.9574 | 0% | 0 | 0 | 0 | 0 | Asset replacement and renewal | 8%
Renewals | d. Distribution and LV lines | Overhead Conductors | 25. HV concrete or steel pole | 2.2 Distribution Conductor | Distribution Conductor | 0 | Conductor | 2021 | 2021 | Simple | 836700 | 0 | 0 | 836700 | 836700 | 0.94512 | 0 | 0 | 790785.2721 | 790785.2721 | 790785.2721 | 790785.2721 | 0% | 0 | 0 | 0 | 0 | Asset replacement and renewal | 8%
Renewals | d. Distribution and LV lines | Overhead Conductors | 25. HV concrete or steel pole | 2.2 Distribution Conductor | Distribution Conductor | 0 | Labour | 2021 | 2021 | Simple | 3346800 | 0 | 0 | 3346800 | 3346800 | 1.0178 | 0 | 0 | 3406526.3328 | 3406526.3328 | 3406526.3328 | 3406526.3328 | 0% | 0 | 0 | 0 | 0 | Asset replacement and renewal | 8%
Renewals | g. Distribution switchgear | Distribution Switchgear | 36. Ring Main Unit – 3 Way | 5.1 Ground Mounted Switchgear | Ground Mounted Switchgear | 0 | Switchgear | 2021 | 2021 | Simple | 2478060 | 0 | 0 | 2478060 | 2478060 | 0.95845 | 0 | 0 | 2375099.0595 | 2375099.0595 | 2375099.0595 | 2375099.0595 | 0% | 0 | 0 | 0 | 0 | Asset replacement and renewal | 8%
Renewals | g. Distribution switchgear | Distribution Switchgear | 36. Ring Main Unit – 3 Way | 5.1 Ground Mounted Switchgear | Ground Mounted Switchgear | 0 | Labour | 2021 | 2021 | Simple | 619515 | 0 | 0 | 619515 | 619515 | 1.0178 | 0 | 0 | 630570.7425 | 630570.7425 | 630570.7425 | 630570.7425 | 0% | 0 | 0 | 0 | 0 | Asset replacement and renewal | 8%
Renewals | e. Distribution and LV cables | Distribution Switchgear | 47. Link Pillars | 5.4 Low Voltage Enclosures | Low Voltage Enclosures | 0 | Other | 2021 | 2021 | Simple | 362500 | 0 | 0 | 362500 | 362500 | 1.0166 | 0 | 0 | 368513.3753 | 368513.3753 | 368513.3753 | 368513.3753 | 0% | 0 | 0 | 0 | 0 | Asset replacement and renewal | 8%
Renewals | e. Distribution and LV cables | Distribution Switchgear | 47. Link Pillars | 5.4 Low Voltage Enclosures | Low Voltage Enclosures | 0 | Labour | 2021 | 2021 | Simple | 362500 | 0 | 0 | 362500 | 362500 | 1.0178 | 0 | 0 | 368969.1035 | 368969.1035 | 368969.1035 | 368969.1035 | 0% | 0 | 0 | 0 | 0 | Asset replacement and renewal | 8%
Renewals | e. Distribution and LV cables | Distribution Switchgear | 48. LV Overhead / Underground Customer Service Connections | 5.4 Low Voltage Enclosures | Low Voltage Enclosures | 0 | Other | 2021 | 2021 | Simple | 345000 | 0 | 0 | 345000 | 345000 | 1.0166 | 0 | 0 | 350723.0744 | 350723.0744 | 350723.0744 | 350723.0744 | 0% | 0 | 0 | 0 | 0 | Asset replacement and renewal | 8%
Renewals | e. Distribution and LV cables | Distribution Switchgear | 48. LV Overhead / Underground Customer Service Connections | 5.4 Low Voltage Enclosures | Low Voltage Enclosures | 0 | Labour | 2021 | 2021 | Simple | 345000 | 0 | 0 | 345000 | 345000 | 1.0178 | 0 | 0 | 351156.802 | 351156.802 | 351156.802 | 351156.802 | 0% | 0 | 0 | 0 | 0 | Asset replacement and renewal | 8%
Renewals | c. Zone substations | Secondary Systems | 19. Circuit/Transformer/Feeder/Bus Section/Coupler Protection & Controls - Digital | 7.1 Protection | Protection | 0 | Other | 2021 | 2021 | Simple | 472000 | 0 | 0 | 472000 | 472000 | 1.0166 | 0 | 0 | 479829.8294 | 479829.8294 | 479829.8294 | 479829.8294 | 0% | 0 | 0 | 0 | 0 | Asset replacement and renewal | 8%
Renewals | c. Zone substations | Secondary Systems | 19. Circuit/Transformer/Feeder/Bus Section/Coupler Protection & Controls - Digital | 7.1 Protection | Protection | 0 | Labour | 2021 | 2021 | Simple | 1888000 | 0 | 0 | 1888000 | 1888000 | 1.0178 | 0 | 0 | 1921692.8757 | 1921692.8757 | 1921692.8757 | 1921692.8757 | 0% | 0 | 0 | 0 | 0 | Asset replacement and renewal | 8%
Non Network Capex | i. Non-network assets | Non-network Assets | 54. Computer hardware | 14 IT | Computer hardware | 0 | Other | 2021 | 2021 | Simple | 160250 | 0 | 0 | 160250 | 160250 | 1.0166 | 0 | 0 | 162908.3266 | 162908.3266 | 162908.3266 | 162908.3266 | 0% | 0 | 0 | 0 | 0 | Non-network CAPEX | 50%
Non Network Capex | i. Non-network assets | Non-network Assets | 55. Computer software | 14 IT | Computer software | 0 | Other | 2021 | 2021 | Simple | 3044750 | 0 | 0 | 3044750 | 3044750 | 1.0166 | 0 | 0 | 3095258.2056 | 3095258.2056 | 3095258.2056 | 3095258.2056 | 0% | 0 | 0 | 0 | 0 | Non-network CAPEX | 50%
Non Network Capex | i. Non-network assets | Non-network Assets | 59. Other non-network | 14 IT | 0 | 14 IT | Other | 2021 | 2021 | Simple | 0 | 0 | 0 | 0 | 0 | 1.0166 | 0 | 0 | 0 | 0 | 0 | 0 | 0% | 0 | 0 | 0 | 0 | Non-network CAPEX
Non Network Capex | i. Non-network assets | Non-network Assets | 57. Plant and equipment | 15 Facilities | 0 | 15 Facilities | Other | 2021 | 2021 | Simple | 0 | 0 | 142644.7809 | 142644.7809 | 142644.7809 | 1.0166 | 145011.0612 | 0 | 0 | 0 | 145011.0612 | 145011.0612 | 0% | 0 | 0 | 0 | 0 | Non-network CAPEX
Renewals | b. Subtransmission cables | Cables | 4. Subtransmission XLPE installed in or after 1985 | 3.1 Subtransmission Cables | Subtransmission Cables | 0 | Cables | 2021 | 2021 | Simple | 60000 | 0 | 0 | 60000 | 60000 | 0.94649 | 0 | 0 | 56789.4564 | 56789.4564 | 56789.4564 | 56789.4564 | 0% | 0 | 0 | 0 | 0 | Asset replacement and renewal | 8%
Renewals | b. Subtransmission cables | Cables | 4. Subtransmission XLPE installed in or after 1985 | 3.1 Subtransmission Cables | Subtransmission Cables | 0 | Labour | 2021 | 2021 | Simple | 140000 | 0 | 0 | 140000 | 140000 | 1.0178 | 0 | 0 | 142498.4124 | 142498.4124 | 142498.4124 | 142498.4124 | 0% | 0 | 0 | 0 | 0 | Asset replacement and renewal | 8%
Growth | c. Zone substations | Zone Substations | 24. Zone substations other Items | 8.7 Upper Clutha Voltage Support | Ancillary Zone Substation equipment | 0 | Other | 2021 | 2021 | Simple | 461000 | 0 | 0 | 461000 | 461000 | 1.0166 | 0 | 0 | 468647.3546 | 468647.3546 | 468647.3546 | 468647.3546 | 0% | 0 | 0 | 0 | 0 | System growth | 8%
Growth | c. Zone substations | Zone Substations | 24. Zone substations other Items | 8.7 Upper Clutha Voltage Support | Ancillary Zone Substation equipment | 0 | Labour | 2021 | 2021 | Simple | 461000 | 0 | 0 | 461000 | 461000 | 1.0178 | 0 | 0 | 469226.9151 | 469226.9151 | 469226.9151 | 469226.9151 | 0% | 0 | 0 | 0 | 0 | System growth | 8%
Growth | c. Zone substations | Zone Substations | 13. Transformers | Install two new 24MVA transformers at Cromwell substation | Power Transformers | 0 | Transformers | 2021 | 2021 | Simple | 114000 | 0 | 0 | 114000 | 114000 | 0.94945 | 0 | 0 | 108237.099 | 108237.099 | 108237.099 | 108237.099 | 0% | 0 | 0 | 0 | 0 | System growth | 8%
Growth | c. Zone substations | Zone Substations | 13. Transformers | Install two new 24MVA transformers at Cromwell substation | Power Transformers | 0 | Labour | 2021 | 2021 | Simple | 76000 | 0 | 0 | 76000 | 76000 | 1.0178 | 0 | 0 | 77356.281 | 77356.281 | 77356.281 | 77356.281 | 0% | 0 | 0 | 0 | 0 | System growth | 8%
Growth | c. Zone substations | Zone Substations | 17. Outdoor Switchgear | Install two new 24MVA transformers at Cromwell substation | Outdoor Switchgear | 0 | Switchgear | 2021 | 2021 | Simple | 8000 | 0 | 0 | 8000 | 8000 | 0.95845 | 0 | 0 | 7667.6079 | 7667.6079 | 7667.6079 | 7667.6079 | 0% | 0 | 0 | 0 | 0 | System growth | 8%
Growth | c. Zone substations | Zone Substations | 17. Outdoor Switchgear | Install two new 24MVA transformers at Cromwell substation | Outdoor Switchgear | 0 | Labour | 2021 | 2021 | Simple | 2000 | 0 | 0 | 2000 | 2000 | 1.0178 | 0 | 0 | 2035.6916 | 2035.6916 | 2035.6916 | 2035.6916 | 0% | 0 | 0 | 0 | 0 | System growth | 8%
Renewals | c. Zone substations | Zone Substations | 12. Site Development and Buildings | 4.1 Zone Substations | Buildings and Grounds | 0 | Labour | 2021 | 2021 | Simple | 250250 | 0 | 0 | 250250 | 250250 | 1.0178 | 0 | 0 | 254715.9122 | 254715.9122 | 254715.9122 | 254715.9122 | 0% | 0 | 0 | 0 | 0 | Asset replacement and renewal | 0%
Renewals | c. Zone substations | Zone Substations | 12. Site Development and Buildings | 4.1 Zone Substations | Buildings and Grounds | 0 | Other | 2021 | 2021 | Simple | 250250 | 0 | 0 | 250250 | 250250 | 1.0166 | 0 | 0 | 254401.3026 | 254401.3026 | 254401.3026 | 254401.3026 | 0% | 0 | 0 | 0 | 0 | Asset replacement and renewal | 0%
Renewals | c. Zone substations | Zone Substations | 13. Transformers | 4.1 Zone Substations | Power Transformers | 0 | Labour | 2021 | 2021 | Simple | 610792 | 0 | 0 | 610792 | 610792 | 1.0178 | 0 | 0 | 621692.0736 | 621692.0736 | 621692.0736 | 621692.0736 | 0% | 0 | 0 | 0 | 0 | Asset replacement and renewal | 8%
Renewals | c. Zone substations | Zone Substations | 13. Transformers | 4.1 Zone Substations | Power Transformers | 0 | Transformers | 2021 | 2021 | Simple | 916188 | 0 | 0 | 916188 | 916188 | 0.94945 | 0 | 0 | 869873.0816 | 869873.0816 | 869873.0816 | 869873.0816 | 0% | 0 | 0 | 0 | 0 | Asset replacement and renewal | 8%
Renewals | c. Zone substations | Zone Substations | 14. 66/50/33/22/11 kV Indoor Switchgear Cubicle | 4.1 Zone Substations | Indoor Switchgear | 0 | Labour | 2021 | 2021 | Simple | 201600 | 0 | 0 | 201600 | 201600 | 1.0178 | 0 | 0 | 205197.7138 | 205197.7138 | 205197.7138 | 205197.7138 | 0% | 0 | 0 | 0 | 0 | Asset replacement and renewal | 8%
Renewals | c. Zone substations | Zone Substations | 14. 66/50/33/22/11 kV Indoor Switchgear Cubicle | 4.1 Zone Substations | Indoor Switchgear | 0 | Switchgear | 2021 | 2021 | Simple | 302400 | 0 | 0 | 302400 | 302400 | 0.95845 | 0 | 0 | 289835.5793 | 289835.5793 | 289835.5793 | 289835.5793 | 0% | 0 | 0 | 0 | 0 | Asset replacement and renewal | 8%
Renewals | c. Zone substations | Zone Substations | 16. 66/50/33/22/11 kV Outdoor Circuit Breakers | 4.1 Zone Substations | Outdoor Switchgear | 0 | Labour | 2021 | 2021 | Simple | 47040 | 0 | 0 | 47040 | 47040 | 1.0178 | 0 | 0 | 47879.4666 | 47879.4666 | 47879.4666 | 47879.4666 | 0% | 0 | 0 | 0 | 0 | Asset replacement and renewal | 8%
Renewals | c. Zone substations | Zone Substations | 16. 66/50/33/22/11 kV Outdoor Circuit Breakers | 4.1 Zone Substations | Outdoor Switchgear | 0 | Switchgear | 2021 | 2021 | Simple | 188160 | 0 | 0 | 188160 | 188160 | 0.95845 | 0 | 0 | 180342.1382 | 180342.1382 | 180342.1382 | 180342.1382 | 0% | 0 | 0 | 0 | 0 | Asset replacement and renewal | 8%
Renewals | c. Zone substations | Secondary Systems | 19. Circuit/Transformer/Feeder/Bus Section/Coupler Protection & Controls - Digital | 4.1 Zone Substations | Protection | 0 | Labour | 2021 | 2021 | Simple | 117600 | 0 | 0 | 117600 | 117600 | 1.0178 | 0 | 0 | 119698.6664 | 119698.6664 | 119698.6664 | 119698.6664 | 0% | 0 | 0 | 0 | 0 | Asset replacement and renewal | 8%
Renewals | c. Zone substations | Secondary Systems | 19. Circuit/Transformer/Feeder/Bus Section/Coupler Protection & Controls - Digital | 4.1 Zone Substations | Protection | 0 | Other | 2021 | 2021 | Simple | 29400 | 0 | 0 | 29400 | 29400 | 1.0166 | 0 | 0 | 29887.7055 | 29887.7055 | 29887.7055 | 29887.7055 | 0% | 0 | 0 | 0 | 0 | Asset replacement and renewal | 8%
Renewals | c. Zone substations | Secondary Systems | 23. DC Supplies, Batteries and Inverters | 4.1 Zone Substations | DC Systems | 0 | Labour | 2021 | 2021 | Simple | 65855.412 | 0 | 0 | 65855.412 | 65855.412 | 1.0178 | 0 | 0 | 67030.6547 | 67030.6547 | 67030.6547 | 67030.6547 | 0% | 0 | 0 | 0 | 0 | Asset replacement and renewal | 8%
Renewals | c. Zone substations | Secondary Systems | 23. DC Supplies, Batteries and Inverters | 4.1 Zone Substations | DC Systems | 0 | Other | 2021 | 2021 | Simple | 16463.853 | 0 | 0 | 16463.853 | 16463.853 | 1.0166 | 0 | 0 | 16736.9656 | 16736.9656 | 16736.9656 | 16736.9656 | 0% | 0 | 0 | 0 | 0 | Asset replacement and renewal | 8%
Renewals | e. Distribution and LV cables | Cables | 29. HV XLPE installed in or after 1985 | 4.1 Zone Substations | Distribution Cables | 0 | Labour | 2021 | 2021 | Simple | 25725 | 0 | 0 | 25725 | 25725 | 1.0178 | 0 | 0 | 26184.0833 | 26184.0833 | 26184.0833 | 26184.0833 | 0% | 0 | 0 | 0 | 0 | Asset replacement and renewal | 8%
Renewals | e. Distribution and LV cables | Cables | 29. HV XLPE installed in or after 1985 | 4.1 Zone Substations | Distribution Cables | 0 | Cables | 2021 | 2021 | Simple | 11025 | 0 | 0 | 11025 | 11025 | 0.94649 | 0 | 0 | 10435.0626 | 10435.0626 | 10435.0626 | 10435.0626 | 0% | 0 | 0 | 0 | 0 | Asset replacement and renewal | 8%
Renewals | g. Distribution switchgear | Distribution Switchgear | 36. Ring Main Unit – 3 Way | 4.1 Zone Substations | Ground Mounted Switchgear | 0 | Labour | 2021 | 2021 | Simple | 21000 | 0 | 0 | 21000 | 21000 | 1.0178 | 0 | 0 | 21374.7619 | 21374.7619 | 21374.7619 | 21374.7619 | 0% | 0 | 0 | 0 | 0 | Asset replacement and renewal | 8%
Renewals | g. Distribution switchgear | Distribution Switchgear | 36. Ring Main Unit – 3 Way | 4.1 Zone Substations | Ground Mounted Switchgear | 0 | Switchgear | 2021 | 2021 | Simple | 84000 | 0 | 0 | 84000 | 84000 | 0.95845 | 0 | 0 | 80509.8831 | 80509.8831 | 80509.8831 | 80509.8831 | 0% | 0 | 0 | 0 | 0 | Asset replacement and renewal | 8%
Renewals | f. Distribution substations and transformers | Distribution Transformers | 39. Ground Mounted, 22/0 | 4.1 Zone Substations | Ground Mounted Distribution Transformers | 0 | Labour | 2021 | 2021 | Simple | 12768 | 0 | 0 | 12768 | 12768 | 1.0178 | 0 | 0 | 12995.8552 | 12995.8552 | 12995.8552 | 12995.8552 | 0% | 0 | 0 | 0 | 0 | Asset replacement and renewal | 8%
Renewals | f. Distribution substations and transformers | Distribution Transformers | 39. Ground Mounted, 22/0 | 4.1 Zone Substations | Ground Mounted Distribution Transformers | 0 | Transformers | 2021 | 2021 | Simple | 51072 | 0 | 0 | 51072 | 51072 | 0.94945 | 0 | 0 | 48490.2204 | 48490.2204 | 48490.2204 | 48490.2204 | 0% | 0 | 0 | 0 | 0 | Asset replacement and renewal | 8%
Renewals | h. Other network assets | Secondary Systems | 50. SCADA and Comms (Central Facilities and / or wider Network Communications Equipment) | 4.1 Zone Substations | Remote Terminal Units | 0 | Labour | 2021 | 2021 | Simple | 82320 | 0 | 0 | 82320 | 82320 | 1.0178 | 0 | 0 | 83789.0665 | 83789.0665 | 83789.0665 | 83789.0665 | 0% | 0 | 0 | 0 | 0 | Asset replacement and renewal | 10%
Renewals | h. Other network assets | Secondary Systems | 50. SCADA and Comms (Central Facilities and / or wider Network Communications Equipment) | 4.1 Zone Substations | Remote Terminal Units | 0 | Other | 2021 | 2021 | Simple | 20580 | 0 | 0 | 20580 | 20580 | 1.0166 | 0 | 0 | 20921.3938 | 20921.3938 | 20921.3938 | 20921.3938 | 0% | 0 | 0 | 0 | 0 | Asset replacement and renewal | 10%
Renewals | c. Zone substations | Zone Substations | 16. 66/50/33/22/11 kV Outdoor Circuit Breakers | 4.1 Zone Substations | Outdoor Switchgear | 0 | Labour | 2021 | 2021 | Simple | 11760 | 0 | 0 | 11760 | 11760 | 1.0178 | 0 | 0 | 11969.8666 | 11969.8666 | 11969.8666 | 11969.8666 | 0% | 0 | 0 | 0 | 0 | Asset replacement and renewal | 8%
Renewals | c. Zone substations | Zone Substations | 16. 66/50/33/22/11 kV Outdoor Circuit Breakers | 4.1 Zone Substations | Outdoor Switchgear | 0 | Switchgear | 2021 | 2021 | Simple | 47040 | 0 | 0 | 47040 | 47040 | 0.95845 | 0 | 0 | 45085.5346 | 45085.5346 | 45085.5346 | 45085.5346 | 0% | 0 | 0 | 0 | 0 | Asset replacement and renewal | 8%
Renewals | c. Zone substations | Secondary Systems | 19. Circuit/Transformer/Feeder/Bus Section/Coupler Protection & Controls - Digital | 4.1 Zone Substations | Protection | 0 | Labour | 2021 | 2021 | Simple | 44800 | 0 | 0 | 44800 | 44800 | 1.0178 | 0 | 0 | 45599.492 | 45599.492 | 45599.492 | 45599.492 | 0% | 0 | 0 | 0 | 0 | Asset replacement and renewal | 8%
Renewals | c. Zone substations | Secondary Systems | 19. Circuit/Transformer/Feeder/Bus Section/Coupler Protection & Controls - Digital | 4.1 Zone Substations | Protection | 0 | Other | 2021 | 2021 | Simple | 11200 | 0 | 0 | 11200 | 11200 | 1.0166 | 0 | 0 | 11385.7926 | 11385.7926 | 11385.7926 | 11385.7926 | 0% | 0 | 0 | 0 | 0 | Asset replacement and renewal | 8%
Renewals | c. Zone substations | Zone Substations | 12. Site Development and Buildings | 4.1 Zone Substations | Buildings and Grounds | 0 | Labour | 2021 | 2021 | Simple | 700000 | 0 | 0 | 700000 | 700000 | 1.0178 | 0 | 0 | 712492.062 | 712492.062 | 712492.062 | 712492.062 | 0% | 0 | 0 | 0 | 0 | Asset replacement and renewal | 0%
Renewals | c. Zone substations | Zone Substations | 12. Site Development and Buildings | 4.1 Zone Substations | Buildings and Grounds | 0 | Other | 2021 | 2021 | Simple | 700000 | 0 | 0 | 700000 | 700000 | 1.0166 | 0 | 0 | 711612.0351 | 711612.0351 | 711612.0351 | 711612.0351 | 0% | 0 | 0 | 0 | 0 | Asset replacement and renewal | 0%
Non Network Capex | i. Non-network assets | Non-network Assets | 54. Computer hardware | 14 IT | Computer hardware | 0 | Other | 2021 | 2022 | Complex | 90000 | 0 | 0 | 90000 | 90000 | 1.0166 | 0 | 0 | 91492.9759 | 91492.9759 | 91492.9759 | 91492.9759 | 3.557% | 3201.0258 | 3254.1264 | 94747.1023 | 94747.1023 | Non-network CAPEX | 50%
Non Network Capex | i. Non-network assets | Non-network Assets | 55. Computer software | 14 IT | Computer software | 0 | Other | 2021 | 2022 | Complex | 1710000 | 0 | 0 | 1710000 | 1710000 | 1.0166 | 0 | 0 | 1738366.5429 | 1738366.5429 | 1738366.5429 | 1738366.5429 | 3.557% | 60819.4895 | 61828.401 | 1800194.944 | 1800194.944 | Non-network CAPEX | 50%
Renewals | c. Zone substations | Zone Substations | 12. Site Development and Buildings | 4.1 Zone Substations | Buildings and Grounds | 0 | Labour | 2021 | 2022 | Complex | 391500 | 0 | 0 | 391500 | 391500 | 1.0178 | 0 | 0 | 398486.6318 | 398486.6318 | 398486.6318 | 398486.6318 | 3.557% | 13924.4621 | 14172.9553 | 412659.5871 | 412659.5871 | Asset replacement and renewal | 0%
Renewals | c. Zone substations | Zone Substations | 12. Site Development and Buildings | 4.1 Zone Substations | Buildings and Grounds | 0 | Other | 2021 | 2022 | Complex | 391500 | 0 | 0 | 391500 | 391500 | 1.0166 | 0 | 0 | 397994.4454 | 397994.4454 | 397994.4454 | 397994.4454 | 3.557% | 13924.4621 | 14155.4497 | 412149.8951 | 412149.8951 | Asset replacement and renewal | 0%
Renewals | c. Zone substations | Zone Substations | 12. Site Development and Buildings | 4.1 Zone Substations | Buildings and Grounds | 0 | Labour | 2021 | 2022 | Complex | 232950 | 0 | 0 | 232950 | 232950 | 1.0178 | 0 | 0 | 237107.1798 | 237107.1798 | 237107.1798 | 237107.1798 | 3.557% | 8285.3217 | 8433.1799 | 245540.3597 | 245540.3597 | Asset replacement and renewal | 0%
Renewals | c. Zone substations | Zone Substations | 12. Site Development and Buildings | 4.1 Zone Substations | Buildings and Grounds | 0 | Other | 2021 | 2022 | Complex | 232950 | 0 | 0 | 232950 | 232950 | 1.0166 | 0 | 0 | 236814.3194 | 236814.3194 | 236814.3194 | 236814.3194 | 3.557% | 8285.3217 | 8422.7638 | 245237.0832 | 245237.0832 | Asset replacement and renewal | 0%
Renewals | b. Subtransmission cables | Cables | 4. Subtransmission XLPE installed in or after 1985 | 4.1 Zone Substations | Subtransmission Cables | 0 | Labour | 2021 | 2022 | Complex | 4485.6 | 0 | 0 | 4485.6 | 4485.6 | 1.0178 | 0 | 0 | 4565.6491 | 4565.6491 | 4565.6491 | 4565.6491 | 3.557% | 159.5391 | 162.3862 | 4728.0354 | 4728.0354 | Asset replacement and renewal | 8%
Renewals | b. Subtransmission cables | Cables | 4. Subtransmission XLPE installed in or after 1985 | 4.1 Zone Substations | Subtransmission Cables | 0 | Cables | 2021 | 2022 | Complex | 1922.4 | 0 | 0 | 1922.4 | 1922.4 | 0.94649 | 0 | 0 | 1819.5342 | 1819.5342 | 1819.5342 | 1819.5342 | 3.557% | 68.3739 | 64.7153 | 1884.2495 | 1884.2495 | Asset replacement and renewal | 8%
Renewals | c. Zone substations | Zone Substations | 13. Transformers | 4.1 Zone Substations | Power Transformers | 0 | Labour | 2021 | 2022 | Complex | 376488 | 0 | 0 | 376488 | 376488 | 1.0178 | 0 | 0 | 383206.7306 | 383206.7306 | 383206.7306 | 383206.7306 | 3.557% | 13390.531 | 13629.4958 | 396836.2264 | 396836.2264 | Asset replacement and renewal | 8%
Renewals | c. Zone substations | Zone Substations | 13. Transformers | 4.1 Zone Substations | Power Transformers | 0 | Transformers | 2021 | 2022 | Complex | 564732 | 0 | 0 | 564732 | 564732 | 0.94945 | 0 | 0 | 536183.8019 | 536183.8019 | 536183.8019 | 536183.8019 | 3.557% | 20085.7965 | 19070.4241 | 555254.226 | 555254.226 | Asset replacement and renewal | 8%
Renewals | c. Zone substations | Zone Substations | 13. Transformers | 4.1 Zone Substations | Power Transformers | 0 | Labour | 2021 | 2022 | Complex | 49368 | 0 | 0 | 49368 | 49368 | 1.0178 | 0 | 0 | 50249.0116 | 50249.0116 | 50249.0116 | 50249.0116 | 3.557% | 1755.8693 | 1787.2042 | 52036.2158 | 52036.2158 | Asset replacement and renewal | 8%
Renewals | c. Zone substations | Zone Substations | 13. Transformers | 4.1 Zone Substations | Power Transformers | 0 | Transformers | 2021 | 2022 | Complex | 74052 | 0 | 0 | 74052 | 74052 | 0.94945 | 0 | 0 | 70308.5409 | 70308.5409 | 70308.5409 | 70308.5409 | 3.557% | 2633.804 | 2500.6606 | 72809.2014 | 72809.2014 | Asset replacement and renewal | 8%
Renewals | c. Zone substations | Zone Substations | 14. 66/50/33/22/11 kV Indoor Switchgear Cubicle | 4.1 Zone Substations | Indoor Switchgear | 0 | Labour | 2021 | 2022 | Complex | 162000 | 0 | 0 | 162000 | 162000 | 1.0178 | 0 | 0 | 164891.0201 | 164891.0201 | 164891.0201 | 164891.0201 | 3.557% | 5761.8464 | 5864.6712 | 170755.6912 | 170755.6912 | Asset replacement and renewal | 8%
Renewals | c. Zone substations | Zone Substations | 14. 66/50/33/22/11 kV Indoor Switchgear Cubicle | 4.1 Zone Substations | Indoor Switchgear | 0 | Switchgear | 2021 | 2022 | Complex | 243000 | 0 | 0 | 243000 | 243000 | 0.95845 | 0 | 0 | 232903.5905 | 232903.5905 | 232903.5905 | 232903.5905 | 3.557% | 8642.7696 | 8283.671 | 241187.2615 | 241187.2615 | Asset replacement and renewal | 8%
Renewals | c. Zone substations | Zone Substations | 14. 66/50/33/22/11 kV Indoor Switchgear Cubicle | 4.1 Zone Substations | Indoor Switchgear | 0 | Labour | 2021 | 2022 | Complex | 247680 | 0 | 0 | 247680 | 247680 | 1.0178 | 0 | 0 | 252100.0484 | 252100.0484 | 252100.0484 | 252100.0484 | 3.557% | 8809.2229 | 8966.4306 | 261066.479 | 261066.479 | Asset replacement and renewal | 8%
Renewals | c. Zone substations | Zone Substations | 14. 66/50/33/22/11 kV Indoor Switchgear Cubicle | 4.1 Zone Substations | Indoor Switchgear | 0 | Switchgear | 2021 | 2022 | Complex | 371520 | 0 | 0 | 371520 | 371520 | 0.95845 | 0 | 0 | 356083.7117 | 356083.7117 | 356083.7117 | 356083.7117 | 3.557% | 13213.8344 | 12664.8126 | 368748.5243 | 368748.5243 | Asset replacement and renewal | 8%
Renewals | g. Distribution switchgear | Distribution Switchgear | 36. Ring Main Unit – 3 Way | 4.1 Zone Substations | Ground Mounted Switchgear | 0 | Labour | 2021 | 2022 | Complex | 4500 | 0 | 0 | 4500 | 4500 | 1.0178 | 0 | 0 | 4580.3061 | 4580.3061 | 4580.3061 | 4580.3061 | 3.557% | 160.0513 | 162.9075 | 4743.2136 | 4743.2136 | Asset replacement and renewal | 8%
Renewals | g. Distribution switchgear | Distribution Switchgear | 36. Ring Main Unit – 3 Way | 4.1 Zone Substations | Ground Mounted Switchgear | 0 | Switchgear | 2021 | 2022 | Complex | 18000 | 0 | 0 | 18000 | 18000 | 0.95845 | 0 | 0 | 17252.1178 | 17252.1178 | 17252.1178 | 17252.1178 | 3.557% | 640.2052 | 613.6053 | 17865.7231 | 17865.7231 | Asset replacement and renewal | 8%
Renewals | c. Zone substations | Secondary Systems | 23. DC Supplies, Batteries and Inverters | 4.1 Zone Substations | DC Systems | 0 | Labour | 2021 | 2022 | Complex | 28223.748 | 0 | 0 | 28223.748 | 28223.748 | 1.0178 | 0 | 0 | 28727.4234 | 28727.4234 | 28727.4234 | 28727.4234 | 3.557% | 1003.8327 | 1021.7469 | 29749.1704 | 29749.1704 | Asset replacement and renewal | 8%
Renewals | c. Zone substations | Secondary Systems | 23. DC Supplies, Batteries and Inverters | 4.1 Zone Substations | DC Systems | 0 | Other | 2021 | 2022 | Complex | 7055.937 | 0 | 0 | 7055.937 | 7055.937 | 1.0166 | 0 | 0 | 7172.9853 | 7172.9853 | 7172.9853 | 7172.9853 | 3.557% | 250.9582 | 255.1212 | 7428.1065 | 7428.1065 | Asset replacement and renewal | 8%
Renewals | c. Zone substations | Secondary Systems | 23. DC Supplies, Batteries and Inverters | 4.1 Zone Substations | DC Systems | 0 | Labour | 2021 | 2022 | Complex | 28223.748 | 0 | 0 | 28223.748 | 28223.748 | 1.0178 | 0 | 0 | 28727.4234 | 28727.4234 | 28727.4234 | 28727.4234 | 3.557% | 1003.8327 | 1021.7469 | 29749.1704 | 29749.1704 | Asset replacement and renewal | 8%
Renewals | c. Zone substations | Secondary Systems | 23. DC Supplies, Batteries and Inverters | 4.1 Zone Substations | DC Systems | 0 | Other | 2021 | 2022 | Complex | 7055.937 | 0 | 0 | 7055.937 | 7055.937 | 1.0166 | 0 | 0 | 7172.9853 | 7172.9853 | 7172.9853 | 7172.9853 | 3.557% | 250.9582 | 255.1212 | 7428.1065 | 7428.1065 | Asset replacement and renewal | 8%
Renewals | c. Zone substations | Zone Substations | 17. Outdoor Switchgear | 4.1 Zone Substations | Outdoor Switchgear | 0 | Labour | 2021 | 2022 | Complex | 2520 | 0 | 0 | 2520 | 2520 | 1.0178 | 0 | 0 | 2564.9714 | 2564.9714 | 2564.9714 | 2564.9714 | 3.557% | 89.6287 | 91.2282 | 2656.1996 | 2656.1996 | Asset replacement and renewal | 8%
Renewals | c. Zone substations | Zone Substations | 17. Outdoor Switchgear | 4.1 Zone Substations | Outdoor Switchgear | 0 | Switchgear | 2021 | 2022 | Complex | 10080 | 0 | 0 | 10080 | 10080 | 0.95845 | 0 | 0 | 9661.186 | 9661.186 | 9661.186 | 9661.186 | 3.557% | 358.5149 | 343.6189 | 10004.8049 | 10004.8049 | Asset replacement and renewal | 8%
Renewals | c. Zone substations | Secondary Systems | 19. Circuit/Transformer/Feeder/Bus Section/Coupler Protection & Controls - Digital | 4.1 Zone Substations | Protection | 0 | Labour | 2021 | 2022 | Complex | 137256 | 0 | 0 | 137256 | 137256 | 1.0178 | 0 | 0 | 139705.4435 | 139705.4435 | 139705.4435 | 139705.4435 | 3.557% | 4881.7777 | 4968.8969 | 144674.3404 | 144674.3404 | Asset replacement and renewal | 8%
Renewals | c. Zone substations | Secondary Systems | 19. Circuit/Transformer/Feeder/Bus Section/Coupler Protection & Controls - Digital | 4.1 Zone Substations | Protection | 0 | Other | 2021 | 2022 | Complex | 34314 | 0 | 0 | 34314 | 34314 | 1.0166 | 0 | 0 | 34883.222 | 34883.222 | 34883.222 | 34883.222 | 3.557% | 1220.4444 | 1240.6899 | 36123.9119 | 36123.9119 | Asset replacement and renewal | 8%
Renewals | f. Distribution substations and transformers | Distribution Transformers | 39. Ground Mounted, 22/0 | 4.1 Zone Substations | Ground Mounted Distribution Transformers | 0 | Labour | 2021 | 2022 | Complex | 3264 | 0 | 0 | 3264 | 3264 | 1.0178 | 0 | 0 | 3322.2487 | 3322.2487 | 3322.2487 | 3322.2487 | 3.557% | 116.0905 | 118.1623 | 3440.411 | 3440.411 | Asset replacement and renewal | 8%
Renewals | f. Distribution substations and transformers | Distribution Transformers | 39. Ground Mounted, 22/0 | 4.1 Zone Substations | Ground Mounted Distribution Transformers | 0 | Transformers | 2021 | 2022 | Complex | 13056 | 0 | 0 | 13056 | 13056 | 0.94945 | 0 | 0 | 12395.9962 | 12395.9962 | 12395.9962 | 12395.9962 | 3.557% | 464.3621 | 440.8878 | 12836.884 | 12836.884 | Asset replacement and renewal | 8%
Renewals | c. Zone substations | Zone Substations | 22. Ripple Injection Plant | 4.1 Zone Substations | Ancillary Zone Substation equipment | 0 | Labour | 2021 | 2022 | Complex | 12000 | 0 | 0 | 12000 | 12000 | 1.0178 | 0 | 0 | 12214.1496 | 12214.1496 | 12214.1496 | 12214.1496 | 3.557% | 426.8034 | 434.4201 | 12648.5697 | 12648.5697 | Asset replacement and renewal | 8%
Renewals | c. Zone substations | Zone Substations | 22. Ripple Injection Plant | 4.1 Zone Substations | Ancillary Zone Substation equipment | 0 | Other | 2021 | 2022 | Complex | 18000 | 0 | 0 | 18000 | 18000 | 1.0166 | 0 | 0 | 18298.5952 | 18298.5952 | 18298.5952 | 18298.5952 | 3.557% | 640.2052 | 650.8253 | 18949.4205 | 18949.4205 | Asset replacement and renewal | 8%
Renewals | e. Distribution and LV cables | Cables | 29. HV XLPE installed in or after 1985 | 4.1 Zone Substations | Distribution Cables | 0 | Labour | 2021 | 2022 | Complex | 7534.8 | 0 | 0 | 7534.8 | 7534.8 | 1.0178 | 0 | 0 | 7669.2646 | 7669.2646 | 7669.2646 | 7669.2646 | 3.557% | 267.9899 | 272.7724 | 7942.0369 | 7942.0369 | Asset replacement and renewal | 8%
Renewals | e. Distribution and LV cables | Cables | 29. HV XLPE installed in or after 1985 | 4.1 Zone Substations | Distribution Cables | 0 | Cables | 2021 | 2022 | Complex | 3229.2 | 0 | 0 | 3229.2 | 3229.2 | 0.94649 | 0 | 0 | 3056.4085 | 3056.4085 | 3056.4085 | 3056.4085 | 3.557% | 114.8528 | 108.7071 | 3165.1157 | 3165.1157 | Asset replacement and renewal | 8%
Renewals | h. Other network assets | Secondary Systems | 50. SCADA and Comms (Central Facilities and / or wider Network Communications Equipment) | 4.1 Zone Substations | Remote Terminal Units | 0 | Labour | 2021 | 2022 | Complex | 35280 | 0 | 0 | 35280 | 35280 | 1.0178 | 0 | 0 | 35909.5999 | 35909.5999 | 35909.5999 | 35909.5999 | 3.557% | 1254.8021 | 1277.1951 | 37186.795 | 37186.795 | Asset replacement and renewal | 10%
Renewals | h. Other network assets | Secondary Systems | 50. SCADA and Comms (Central Facilities and / or wider Network Communications Equipment) | 4.1 Zone Substations | Remote Terminal Units | 0 | Other | 2021 | 2022 | Complex | 8820 | 0 | 0 | 8820 | 8820 | 1.0166 | 0 | 0 | 8966.3116 | 8966.3116 | 8966.3116 | 8966.3116 | 3.557% | 313.7005 | 318.9044 | 9285.216 | 9285.216 | Asset replacement and renewal | 10%
Renewals | e. Distribution and LV cables | Cables | 29. HV XLPE installed in or after 1985 | 4.1 Zone Substations | Distribution Cables | 0 | Labour | 2021 | 2022 | Complex | 33396.825 | 0 | 0 | 33396.825 | 33396.825 | 1.0178 | 0 | 0 | 33992.8182 | 33992.8182 | 33992.8182 | 33992.8182 | 3.557% | 1187.8233 | 1209.021 | 35201.8391 | 35201.8391 | Asset replacement and renewal | 8%
Renewals | e. Distribution and LV cables | Cables | 29. HV XLPE installed in or after 1985 | 4.1 Zone Substations | Distribution Cables | 0 | Cables | 2021 | 2022 | Complex | 14312.925 | 0 | 0 | 14312.925 | 14312.925 | 0.94649 | 0 | 0 | 13547.0538 | 13547.0538 | 13547.0538 | 13547.0538 | 3.557% | 509.0671 | 481.8274 | 14028.8813 | 14028.8813 | Asset replacement and renewal | 8%
Renewals | g. Distribution switchgear | Distribution Switchgear | 36. Ring Main Unit – 3 Way | 4.1 Zone Substations | Ground Mounted Switchgear | 0 | Labour | 2021 | 2022 | Complex | 9000 | 0 | 0 | 9000 | 9000 | 1.0178 | 0 | 0 | 9160.6122 | 9160.6122 | 9160.6122 | 9160.6122 | 3.557% | 320.1026 | 325.8151 | 9486.4273 | 9486.4273 | Asset replacement and renewal | 8%
Renewals | g. Distribution switchgear | Distribution Switchgear | 36. Ring Main Unit – 3 Way | 4.1 Zone Substations | Ground Mounted Switchgear | 0 | Switchgear | 2021 | 2022 | Complex | 36000 | 0 | 0 | 36000 | 36000 | 0.95845 | 0 | 0 | 34504.2356 | 34504.2356 | 34504.2356 | 34504.2356 | 3.557% | 1280.4103 | 1227.2105 | 35731.4462 | 35731.4462 | Asset replacement and renewal | 8%
Renewals | f. Distribution substations and transformers | Distribution Transformers | 39. Ground Mounted, 22/0 | 4.1 Zone Substations | Ground Mounted Distribution Transformers | 0 | Labour | 2021 | 2022 | Complex | 5472 | 0 | 0 | 5472 | 5472 | 1.0178 | 0 | 0 | 5569.6522 | 5569.6522 | 5569.6522 | 5569.6522 | 3.557% | 194.6224 | 198.0956 | 5767.7478 | 5767.7478 | Asset replacement and renewal | 8%
Renewals | f. Distribution substations and transformers | Distribution Transformers | 39. Ground Mounted, 22/0 | 4.1 Zone Substations | Ground Mounted Distribution Transformers | 0 | Transformers | 2021 | 2022 | Complex | 21888 | 0 | 0 | 21888 | 21888 | 0.94945 | 0 | 0 | 20781.523 | 20781.523 | 20781.523 | 20781.523 | 3.557% | 778.4895 | 739.1355 | 21520.6585 | 21520.6585 | Asset replacement and renewal | 8%
Renewals | b. Subtransmission cables | Cables | 4. Subtransmission XLPE installed in or after 1985 | 4.1 Zone Substations | Subtransmission Cables | 0 | Labour | 2021 | 2022 | Complex | 32445 | 0 | 0 | 32445 | 32445 | 1.0178 | 0 | 0 | 33024.0071 | 33024.0071 | 33024.0071 | 33024.0071 | 3.557% | 1153.9698 | 1174.5633 | 34198.5704 | 34198.5704 | Asset replacement and renewal | 8%
Renewals | b. Subtransmission cables | Cables | 4. Subtransmission XLPE installed in or after 1985 | 4.1 Zone Substations | Subtransmission Cables | 0 | Cables | 2021 | 2022 | Complex | 13905 | 0 | 0 | 13905 | 13905 | 0.94649 | 0 | 0 | 13160.9565 | 13160.9565 | 13160.9565 | 13160.9565 | 3.557% | 494.5585 | 468.0951 | 13629.0516 | 13629.0516 | Asset replacement and renewal | 8%
Renewals | h. Other network assets | Secondary Systems | 50. SCADA and Comms (Central Facilities and / or wider Network Communications Equipment) | 4.1 Zone Substations | Remote Terminal Units | 0 | Labour | 2021 | 2022 | Complex | 35280 | 0 | 0 | 35280 | 35280 | 1.0178 | 0 | 0 | 35909.5999 | 35909.5999 | 35909.5999 | 35909.5999 | 3.557% | 1254.8021 | 1277.1951 | 37186.795 | 37186.795 | Asset replacement and renewal | 10%
Renewals | h. Other network assets | Secondary Systems | 50. SCADA and Comms (Central Facilities and / or wider Network Communications Equipment) | 4.1 Zone Substations | Remote Terminal Units | 0 | Other | 2021 | 2022 | Complex | 8820 | 0 | 0 | 8820 | 8820 | 1.0166 | 0 | 0 | 8966.3116 | 8966.3116 | 8966.3116 | 8966.3116 | 3.557% | 313.7005 | 318.9044 | 9285.216 | 9285.216 | Asset replacement and renewal | 10%
Growth | b. Subtransmission cables | Cables | 4. Subtransmission XLPE installed in or after 1985 | 8.1 Arrowtown 33kV Ring Upgrade | Subtransmission Cables | 0 | Cables | 2021 | 2024 | Complex | 30720 | 0 | 0 | 30720 | 30720 | 0.94649 | 0 | 0 | 29076.2017 | 29076.2017 | 29076.2017 | 29076.2017 | 11.05% | 3395.8157 | 3214.1088 | 32290.3105 | 32290.3105 | System growth | 8%
Growth | b. Subtransmission cables | Cables | 4. Subtransmission XLPE installed in or after 1985 | 8.1 Arrowtown 33kV Ring Upgrade | Subtransmission Cables | 0 | Labour | 2021 | 2024 | Complex | 71680 | 0 | 0 | 71680 | 71680 | 1.0178 | 0 | 0 | 72959.1871 | 72959.1871 | 72959.1871 | 72959.1871 | 11.05% | 7923.57 | 8064.9724 | 81024.1596 | 81024.1596 | System growth | 8%
Growth | a. Subtransmission lines | Overhead Conductors | 1. Subtransmission concrete or steel pole | 8.1 Arrowtown 33kV Ring Upgrade | Subtransmission Conductor | 0 | Conductor | 2021 | 2024 | Complex | 53120 | 0 | 0 | 53120 | 53120 | 0.94512 | 0 | 0 | 50204.9882 | 50204.9882 | 50204.9882 | 50204.9882 | 11.05% | 5871.9313 | 5549.7034 | 55754.6916 | 55754.6916 | System growth | 8%
Growth | a. Subtransmission lines | Overhead Conductors | 1. Subtransmission concrete or steel pole | 8.1 Arrowtown 33kV Ring Upgrade | Subtransmission Conductor | 0 | Labour | 2021 | 2024 | Complex | 212480 | 0 | 0 | 212480 | 212480 | 1.0178 | 0 | 0 | 216271.8762 | 216271.8762 | 216271.8762 | 216271.8762 | 11.05% | 23487.7253 | 23906.8826 | 240178.7588 | 240178.7588 | System growth | 8%
Growth | a. Subtransmission lines | Overhead Conductors | 2. Subtransmission wood pole | 8.1 Arrowtown 33kV Ring Upgrade | Subtransmission Conductor | 0 | Conductor | 2021 | 2024 | Complex | 53120 | 0 | 0 | 53120 | 53120 | 0.94512 | 0 | 0 | 50204.9882 | 50204.9882 | 50204.9882 | 50204.9882 | 11.05% | 5871.9313 | 5549.7034 | 55754.6916 | 55754.6916 | System growth | 10%
Growth | a. Subtransmission lines | Overhead Conductors | 2. Subtransmission wood pole | 8.1 Arrowtown 33kV Ring Upgrade | Subtransmission Conductor | 0 | Labour | 2021 | 2024 | Complex | 212480 | 0 | 0 | 212480 | 212480 | 1.0178 | 0 | 0 | 216271.8762 | 216271.8762 | 216271.8762 | 216271.8762 | 11.05% | 23487.7253 | 23906.8826 | 240178.7588 | 240178.7588 | System growth | 10%
Growth | c. Zone substations | Zone Substations | 17. Outdoor Switchgear | 8.1 Arrowtown 33kV Ring Upgrade | Outdoor Switchgear | 0 | Switchgear | 2021 | 2024 | Complex | 5120 | 0 | 0 | 5120 | 5120 | 0.95845 | 0 | 0 | 4907.2691 | 4907.2691 | 4907.2691 | 4907.2691 | 11.05% | 565.9693 | 542.4538 | 5449.7229 | 5449.7229 | System growth | 8%
Growth | c. Zone substations | Zone Substations | 17. Outdoor Switchgear | 8.1 Arrowtown 33kV Ring Upgrade | Outdoor Switchgear | 0 | Labour | 2021 | 2024 | Complex | 1280 | 0 | 0 | 1280 | 1280 | 1.0178 | 0 | 0 | 1302.8426 | 1302.8426 | 1302.8426 | 1302.8426 | 11.05% | 141.4923 | 144.0174 | 1446.86 | 1446.86 | System growth | 8%
Growth | c. Zone substations | Zone Substations | 13. Transformers | 8.3 Omakau New Zone Substation | Power Transformers | 0 | Transformers | 2021 | 2024 | Complex | 2923.9766 | 0 | 0 | 2923.9766 | 2923.9766 | 0.94945 | 0 | 0 | 2776.1644 | 2776.1644 | 2776.1644 | 2776.1644 | 11.05% | 323.2189 | 306.8796 | 3083.0441 | 3083.0441 | System growth | 8%
Growth | c. Zone substations | Zone Substations | 13. Transformers | 8.3 Omakau New Zone Substation | Power Transformers | 0 | Labour | 2021 | 2024 | Complex | 1949.3177 | 0 | 0 | 1949.3177 | 1949.3177 | 1.0178 | 0 | 0 | 1984.1049 | 1984.1049 | 1984.1049 | 1984.1049 | 11.05% | 215.4793 | 219.3247 | 2203.4296 | 2203.4296 | System growth | 8%
Growth | c. Zone substations | Zone Substations | 17. Outdoor Switchgear | 8.3 Omakau New Zone Substation | Outdoor Switchgear | 0 | Switchgear | 2021 | 2024 | Complex | 18713.4503 | 0 | 0 | 18713.4503 | 18713.4503 | 0.95845 | 0 | 0 | 17935.925 | 17935.925 | 17935.925 | 17935.925 | 11.05% | 2068.6012 | 1982.6529 | 19918.5778 | 19918.5778 | System growth | 8%
Growth | c. Zone substations | Zone Substations | 17. Outdoor Switchgear | 8.3 Omakau New Zone Substation | Outdoor Switchgear | 0 | Labour | 2021 | 2024 | Complex | 4678.3626 | 0 | 0 | 4678.3626 | 4678.3626 | 1.0178 | 0 | 0 | 4761.8517 | 4761.8517 | 4761.8517 | 4761.8517 | 11.05% | 517.1503 | 526.3793 | 5288.231 | 5288.231 | System growth | 8%
Growth | c. Zone substations | Zone Substations | 12. Site Development and Buildings | 8.3 Omakau New Zone Substation | Buildings and Grounds | 0 | Other | 2021 | 2024 | Complex | 26803.1189 | 0 | 0 | 26803.1189 | 26803.1189 | 1.0166 | 0 | 0 | 27247.7457 | 27247.7457 | 27247.7457 | 27247.7457 | 11.05% | 2962.8402 | 3011.9897 | 30259.7354 | 30259.7354 | System growth | 0%
Growth | c. Zone substations | Zone Substations | 12. Site Development and Buildings | 8.3 Omakau New Zone Substation | Buildings and Grounds | 0 | Labour | 2021 | 2024 | Complex | 26803.1189 | 0 | 0 | 26803.1189 | 26803.1189 | 1.0178 | 0 | 0 | 27281.4421 | 27281.4421 | 27281.4421 | 27281.4421 | 11.05% | 2962.8402 | 3015.7145 | 30297.1566 | 30297.1566 | System growth | 0%
Growth | c. Zone substations | Secondary Systems | 19. Circuit/Transformer/Feeder/Bus Section/Coupler Protection & Controls - Digital | 8.3 Omakau New Zone Substation | Protection | 0 | Other | 2021 | 2024 | Complex | 1754.386 | 0 | 0 | 1754.386 | 1754.386 | 1.0166 | 0 | 0 | 1783.4888 | 1783.4888 | 1783.4888 | 1783.4888 | 11.05% | 193.9314 | 197.1484 | 1980.6372 | 1980.6372 | System growth | 8%
Growth | c. Zone substations | Secondary Systems | 19. Circuit/Transformer/Feeder/Bus Section/Coupler Protection & Controls - Digital | 8.3 Omakau New Zone Substation | Protection | 0 | Labour | 2021 | 2024 | Complex | 7017.5439 | 0 | 0 | 7017.5439 | 7017.5439 | 1.0178 | 0 | 0 | 7142.7776 | 7142.7776 | 7142.7776 | 7142.7776 | 11.05% | 775.7254 | 789.5689 | 7932.3465 | 7932.3465 | System growth | 8%
Growth | c. Zone substations | Secondary Systems | 23. DC Supplies, Batteries and Inverters | 8.3 Omakau New Zone Substation | DC Systems | 0 | Other | 2021 | 2024 | Complex | 1091.6179 | 0 | 0 | 1091.6179 | 1091.6179 | 1.0166 | 0 | 0 | 1109.7264 | 1109.7264 | 1109.7264 | 1109.7264 | 11.05% | 120.6684 | 122.6701 | 1232.3965 | 1232.3965 | System growth | 8%
Growth | c. Zone substations | Secondary Systems | 23. DC Supplies, Batteries and Inverters | 8.3 Omakau New Zone Substation | DC Systems | 0 | Labour | 2021 | 2024 | Complex | 4366.4717 | 0 | 0 | 4366.4717 | 4366.4717 | 1.0178 | 0 | 0 | 4444.3949 | 4444.3949 | 4444.3949 | 4444.3949 | 11.05% | 482.6736 | 491.2873 | 4935.6822 | 4935.6822 | System growth | 8%
Growth | h. Other network assets | Secondary Systems | 50. SCADA and Comms (Central Facilities and / or wider Network Communications Equipment) | 8.3 Omakau New Zone Substation | Remote Terminal Units | 0 | Other | 2021 | 2024 | Complex | 779.7271 | 0 | 0 | 779.7271 | 779.7271 | 1.0166 | 0 | 0 | 792.6617 | 792.6617 | 792.6617 | 792.6617 | 11.05% | 86.1917 | 87.6215 | 880.2832 | 880.2832 | System growth | 10%
Growth | h. Other network assets | Secondary Systems | 50. SCADA and Comms (Central Facilities and / or wider Network Communications Equipment) | 8.3 Omakau New Zone Substation | Remote Terminal Units | 0 | Labour | 2021 | 2024 | Complex | 3118.9084 | 0 | 0 | 3118.9084 | 3118.9084 | 1.0178 | 0 | 0 | 3174.5678 | 3174.5678 | 3174.5678 | 3174.5678 | 11.05% | 344.7669 | 350.9195 | 3525.4873 | 3525.4873 | System growth | 10%
Growth | c. Zone substations | Zone Substations | 14. 66/50/33/22/11 kV Indoor Switchgear Cubicle | 8.16 Smith Street to Willowbank Inter-tie | Indoor Switchgear | 0 | Switchgear | 2021 | 2024 | Complex | 84600 | 0 | 0 | 84600 | 84600 | 0.95845 | 0 | 0 | 81084.9537 | 81084.9537 | 81084.9537 | 81084.9537 | 11.05% | 9351.7581 | 8963.2018 | 90048.1555 | 90048.1555 | System growth | 8%
Growth | c. Zone substations | Zone Substations | 14. 66/50/33/22/11 kV Indoor Switchgear Cubicle | 8.16 Smith Street to Willowbank Inter-tie | Indoor Switchgear | 0 | Labour | 2021 | 2024 | Complex | 56400 | 0 | 0 | 56400 | 56400 | 1.0178 | 0 | 0 | 57406.5033 | 57406.5033 | 57406.5033 | 57406.5033 | 11.05% | 6234.5054 | 6345.7651 | 63752.2684 | 63752.2684 | System growth | 8%
Growth | b. Subtransmission cables | Cables | 4. Subtransmission XLPE installed in or after 1985 | 8.16 Smith Street to Willowbank Inter-tie | Subtransmission Cables | 0 | Cables | 2021 | 2024 | Complex | 98700 | 0 | 0 | 98700 | 98700 | 0.94649 | 0 | 0 | 93418.6558 | 93418.6558 | 93418.6558 | 93418.6558 | 11.05% | 10910.3844 | 10326.58 | 103745.2358 | 103745.2358 | System growth | 8%
Growth | b. Subtransmission cables | Cables | 4. Subtransmission XLPE installed in or after 1985 | 8.16 Smith Street to Willowbank Inter-tie | Subtransmission Cables | 0 | Labour | 2021 | 2024 | Complex | 230300 | 0 | 0 | 230300 | 230300 | 1.0178 | 0 | 0 | 234409.8884 | 234409.8884 | 234409.8884 | 234409.8884 | 11.05% | 25457.5637 | 25911.8743 | 260321.7627 | 260321.7627 | System growth | 8%
Other Network Capex | a. Subtransmission lines | Support Structures | 1. Subtransmission concrete or steel pole | 11 Asset relocations (net) | Poles | 0 | Other | 2022 | 2022 | Simple | 6202.5246 | 9303.7868 | 0 | 6202.5246 | 15506.3114 | 1.0321 | 0 | 9602.1855 | 6401.457 | 16003.6425 | 6401.457 | 16003.6425 | 0% | 0 | 0 | 0 | 0 | Asset relocations and undergrounding | 8%
Other Network Capex | a. Subtransmission lines | Support Structures | 1. Subtransmission concrete or steel pole | 11 Asset relocations (net) | Poles | 0 | Labour | 2022 | 2022 | Simple | 6202.5246 | 9303.7868 | 0 | 6202.5246 | 15506.3114 | 1.0328 | 0 | 9608.5677 | 6405.7118 | 16014.2795 | 6405.7118 | 16014.2795 | 0% | 0 | 0 | 0 | 0 | Asset relocations and undergrounding | 8%
Other Network Capex | a. Subtransmission lines | Support Structures | 2. Subtransmission wood pole | 11 Asset relocations (net) | Poles | 0 | Other | 2022 | 2022 | Simple | 6202.5246 | 9303.7868 | 0 | 6202.5246 | 15506.3114 | 1.0321 | 0 | 9602.1855 | 6401.457 | 16003.6425 | 6401.457 | 16003.6425 | 0% | 0 | 0 | 0 | 0 | Asset relocations and undergrounding | 10%
Other Network Capex | a. Subtransmission lines | Support Structures | 2. Subtransmission wood pole | 11 Asset relocations (net) | Poles | 0 | Labour | 2022 | 2022 | Simple | 6202.5246 | 9303.7868 | 0 | 6202.5246 | 15506.3114 | 1.0328 | 0 | 9608.5677 | 6405.7118 | 16014.2795 | 6405.7118 | 16014.2795 | 0% | 0 | 0 | 0 | 0 | Asset relocations and undergrounding | 10%
Other Network Capex | d. Distribution and LV lines | Support Structures | 25. HV concrete or steel pole | 11 Asset relocations (net) | Poles | 0 | Other | 2022 | 2022 | Simple | 24810.0982 | 37215.1473 | 0 | 24810.0982 | 62025.2456 | 1.0321 | 0 | 38408.742 | 25605.828 | 64014.5701 | 25605.828 | 64014.5701 | 0% | 0 | 0 | 0 | 0 | Asset relocations and undergrounding | 8%
Other Network Capex | d. Distribution and LV lines | Support Structures | 25. HV concrete or steel pole | 11 Asset relocations (net) | Poles | 0 | Labour | 2022 | 2022 | Simple | 24810.0982 | 37215.1473 | 0 | 24810.0982 | 62025.2456 | 1.0328 | 0 | 38434.2708 | 25622.8472 | 64057.118 | 25622.8472 | 64057.118 | 0% | 0 | 0 | 0 | 0 | Asset relocations and undergrounding | 8%
Other Network Capex | d. Distribution and LV lines | Support Structures | 26. HV wood pole | 11 Asset relocations (net) | Poles | 0 | Other | 2022 | 2022 | Simple | 24810.0982 | 37215.1473 | 0 | 24810.0982 | 62025.2456 | 1.0321 | 0 | 38408.742 | 25605.828 | 64014.5701 | 25605.828 | 64014.5701 | 0% | 0 | 0 | 0 | 0 | Asset relocations and undergrounding | 10%
Other Network Capex | d. Distribution and LV lines | Support Structures | 26. HV wood pole | 11 Asset relocations (net) | Poles | 0 | Labour | 2022 | 2022 | Simple | 24810.0982 | 37215.1473 | 0 | 24810.0982 | 62025.2456 | 1.0328 | 0 | 38434.2708 | 25622.8472 | 64057.118 | 25622.8472 | 64057.118 | 0% | 0 | 0 | 0 | 0 | Asset relocations and undergrounding | 10%
Other Network Capex | d. Distribution and LV lines | Support Structures | 41. LV Concrete pole | 11 Asset relocations (net) | Poles | 0 | Other | 2022 | 2022 | Simple | 1127.7317 | 1691.5976 | 0 | 1127.7317 | 2819.3293 | 1.0321 | 0 | 1745.8519 | 1163.9013 | 2909.7532 | 1163.9013 | 2909.7532 | 0% | 0 | 0 | 0 | 0 | Asset relocations and undergrounding | 8%
Other Network Capex | d. Distribution and LV lines | Support Structures | 41. LV Concrete pole | 11 Asset relocations (net) | Poles | 0 | Labour | 2022 | 2022 | Simple | 1127.7317 | 1691.5976 | 0 | 1127.7317 | 2819.3293 | 1.0328 | 0 | 1747.0123 | 1164.6749 | 2911.6872 | 1164.6749 | 2911.6872 | 0% | 0 | 0 | 0 | 0 | Asset relocations and undergrounding | 8%
Other Network Capex | d. Distribution and LV lines | Support Structures | 42. LV Wood pole | 11 Asset relocations (net) | Poles | 0 | Other | 2022 | 2022 | Simple | 1127.7317 | 1691.5976 | 0 | 1127.7317 | 2819.3293 | 1.0321 | 0 | 1745.8519 | 1163.9013 | 2909.7532 | 1163.9013 | 2909.7532 | 0% | 0 | 0 | 0 | 0 | Asset relocations and undergrounding | 10%
Other Network Capex | d. Distribution and LV lines | Support Structures | 42. LV Wood pole | 11 Asset relocations (net) | Poles | 0 | Labour | 2022 | 2022 | Simple | 1127.7317 | 1691.5976 | 0 | 1127.7317 | 2819.3293 | 1.0328 | 0 | 1747.0123 | 1164.6749 | 2911.6872 | 1164.6749 | 2911.6872 | 0% | 0 | 0 | 0 | 0 | Asset relocations and undergrounding | 10%
Other Network Capex | a. Subtransmission lines | Support Structures | 1. Subtransmission concrete or steel pole | 11 Asset relocations (net) | Crossarms | 0 | Other | 2022 | 2022 | Simple | 1691.5976 | 2537.3964 | 0 | 1691.5976 | 4228.994 | 1.0321 | 0 | 2618.7779 | 1745.8519 | 4364.6298 | 1745.8519 | 4364.6298 | 0% | 0 | 0 | 0 | 0 | Asset relocations and undergrounding | 8%
Other Network Capex | a. Subtransmission lines | Support Structures | 1. Subtransmission concrete or steel pole | 11 Asset relocations (net) | Crossarms | 0 | Labour | 2022 | 2022 | Simple | 1691.5976 | 2537.3964 | 0 | 1691.5976 | 4228.994 | 1.0328 | 0 | 2620.5185 | 1747.0123 | 4367.5308 | 1747.0123 | 4367.5308 | 0% | 0 | 0 | 0 | 0 | Asset relocations and undergrounding | 8%
Other Network Capex | a. Subtransmission lines | Support Structures | 2. Subtransmission wood pole | 11 Asset relocations (net) | Crossarms | 0 | Other | 2022 | 2022 | Simple | 1691.5976 | 2537.3964 | 0 | 1691.5976 | 4228.994 | 1.0321 | 0 | 2618.7779 | 1745.8519 | 4364.6298 | 1745.8519 | 4364.6298 | 0% | 0 | 0 | 0 | 0 | Asset relocations and undergrounding | 10%
Other Network Capex | a. Subtransmission lines | Support Structures | 2. Subtransmission wood pole | 11 Asset relocations (net) | Crossarms | 0 | Labour | 2022 | 2022 | Simple | 1691.5976 | 2537.3964 | 0 | 1691.5976 | 4228.994 | 1.0328 | 0 | 2620.5185 | 1747.0123 | 4367.5308 | 1747.0123 | 4367.5308 | 0% | 0 | 0 | 0 | 0 | Asset relocations and undergrounding | 10%
Other Network Capex | d. Distribution and LV lines | Support Structures | 25. HV concrete or steel pole | 11 Asset relocations (net) | Crossarms | 0 | Other | 2022 | 2022 | Simple | 11277.3174 | 16915.9761 | 0 | 11277.3174 | 28193.2934 | 1.0321 | 0 | 17458.5191 | 11639.0127 | 29097.5318 | 11639.0127 | 29097.5318 | 0% | 0 | 0 | 0 | 0 | Asset relocations and undergrounding | 8%
Other Network Capex | d. Distribution and LV lines | Support Structures | 25. HV concrete or steel pole | 11 Asset relocations (net) | Crossarms | 0 | Labour | 2022 | 2022 | Simple | 11277.3174 | 16915.9761 | 0 | 11277.3174 | 28193.2934 | 1.0328 | 0 | 17470.1231 | 11646.7487 | 29116.8718 | 11646.7487 | 29116.8718 | 0% | 0 | 0 | 0 | 0 | Asset relocations and undergrounding | 8%
Other Network Capex | d. Distribution and LV lines | Support Structures | 26. HV wood pole | 11 Asset relocations (net) | Crossarms | 0 | Other | 2022 | 2022 | Simple | 11277.3174 | 16915.9761 | 0 | 11277.3174 | 28193.2934 | 1.0321 | 0 | 17458.5191 | 11639.0127 | 29097.5318 | 11639.0127 | 29097.5318 | 0% | 0 | 0 | 0 | 0 | Asset relocations and undergrounding | 10%
Other Network Capex | d. Distribution and LV lines | Support Structures | 26. HV wood pole | 11 Asset relocations (net) | Crossarms | 0 | Labour | 2022 | 2022 | Simple | 11277.3174 | 16915.9761 | 0 | 11277.3174 | 28193.2934 | 1.0328 | 0 | 17470.1231 | 11646.7487 | 29116.8718 | 11646.7487 | 29116.8718 | 0% | 0 | 0 | 0 | 0 | Asset relocations and undergrounding | 10%
Other Network Capex | d. Distribution and LV lines | Support Structures | 41. LV Concrete pole | 11 Asset relocations (net) | Crossarms | 0 | Other | 2022 | 2022 | Simple | 4510.9269 | 6766.3904 | 0 | 4510.9269 | 11277.3174 | 1.0321 | 0 | 6983.4076 | 4655.6051 | 11639.0127 | 4655.6051 | 11639.0127 | 0% | 0 | 0 | 0 | 0 | Asset relocations and undergrounding | 8%
Other Network Capex | d. Distribution and LV lines | Support Structures | 41. LV Concrete pole | 11 Asset relocations (net) | Crossarms | 0 | Labour | 2022 | 2022 | Simple | 4510.9269 | 6766.3904 | 0 | 4510.9269 | 11277.3174 | 1.0328 | 0 | 6988.0492 | 4658.6995 | 11646.7487 | 4658.6995 | 11646.7487 | 0% | 0 | 0 | 0 | 0 | Asset relocations and undergrounding | 8%
Other Network Capex | d. Distribution and LV lines | Support Structures | 42. LV Wood pole | 11 Asset relocations (net) | Crossarms | 0 | Other | 2022 | 2022 | Simple | 4510.9269 | 6766.3904 | 0 | 4510.9269 | 11277.3174 | 1.0321 | 0 | 6983.4076 | 4655.6051 | 11639.0127 | 4655.6051 | 11639.0127 | 0% | 0 | 0 | 0 | 0 | Asset relocations and undergrounding | 10%
Other Network Capex | d. Distribution and LV lines | Support Structures | 42. LV Wood pole | 11 Asset relocations (net) | Crossarms | 0 | Labour | 2022 | 2022 | Simple | 4510.9269 | 6766.3904 | 0 | 4510.9269 | 11277.3174 | 1.0328 | 0 | 6988.0492 | 4658.6995 | 11646.7487 | 4658.6995 | 11646.7487 | 0% | 0 | 0 | 0 | 0 | Asset relocations and undergrounding | 10%
Other Network Capex | g. Distribution switchgear | Distribution Switchgear | 36. Ring Main Unit – 3 Way | 11 Asset relocations (net) | Ground Mounted Switchgear | 0 | Switchgear | 2022 | 2022 | Simple | 10826.2247 | 16239.337 | 0 | 10826.2247 | 27065.5617 | 0.96285 | 0 | 15635.99 | 10423.9934 | 26059.9834 | 10423.9934 | 26059.9834 | 0% | 0 | 0 | 0 | 0 | Asset relocations and undergrounding | 8%
Other Network Capex | g. Distribution switchgear | Distribution Switchgear | 36. Ring Main Unit – 3 Way | 11 Asset relocations (net) | Ground Mounted Switchgear | 0 | Labour | 2022 | 2022 | Simple | 2706.5562 | 4059.8343 | 0 | 2706.5562 | 6766.3904 | 1.0328 | 0 | 4192.8295 | 2795.2197 | 6988.0492 | 2795.2197 | 6988.0492 | 0% | 0 | 0 | 0 | 0 | Asset relocations and undergrounding | 8%
Other Network Capex | g. Distribution switchgear | Distribution Switchgear | 32. 22 / 11 kV Load Break Switch (Excl Pole) | 11 Asset relocations (net) | Pole Mounted Switches | 0 | Other | 2022 | 2022 | Simple | 23005.7274 | 34508.5912 | 0 | 23005.7274 | 57514.3186 | 1.0321 | 0 | 35615.379 | 23743.586 | 59358.965 | 23743.586 | 59358.965 | 0% | 0 | 0 | 0 | 0 | Asset relocations and undergrounding | 8%
Other Network Capex | g. Distribution switchgear | Distribution Switchgear | 32. 22 / 11 kV Load Break Switch (Excl Pole) | 11 Asset relocations (net) | Pole Mounted Switches | 0 | Labour | 2022 | 2022 | Simple | 15337.1516 | 23005.7274 | 0 | 15337.1516 | 38342.8791 | 1.0328 | 0 | 23759.3674 | 15839.5783 | 39598.9457 | 15839.5783 | 39598.9457 | 0% | 0 | 0 | 0 | 0 | Asset relocations and undergrounding | 8%
Other Network Capex | g. Distribution switchgear | Distribution Switchgear | 33. 22 / 11 kV Dropout Fuse 3ph, 2ph (Excl Pole) | 11 Asset relocations (net) | Pole Mount Fuses | 0 | Other | 2022 | 2022 | Simple | 20299.1713 | 30448.7569 | 0 | 20299.1713 | 50747.9282 | 1.0321 | 0 | 31425.3344 | 20950.2229 | 52375.5573 | 20950.2229 | 52375.5573 | 0% | 0 | 0 | 0 | 0 | Asset relocations and undergrounding | 8%
Other Network Capex | g. Distribution switchgear | Distribution Switchgear | 33. 22 / 11 kV Dropout Fuse 3ph, 2ph (Excl Pole) | 11 Asset relocations (net) | Pole Mount Fuses | 0 | Labour | 2022 | 2022 | Simple | 20299.1713 | 30448.7569 | 0 | 20299.1713 | 50747.9282 | 1.0328 | 0 | 31446.2216 | 20964.1477 | 52410.3693 | 20964.1477 | 52410.3693 | 0% | 0 | 0 | 0 | 0 | Asset relocations and undergrounding | 8%
Other Network Capex | e. Distribution and LV cables | Distribution Switchgear | 47. Link Pillars | 11 Asset relocations (net) | Low Voltage Enclosures | 0 | Other | 2022 | 2022 | Simple | 12405.0491 | 18607.5737 | 0 | 12405.0491 | 31012.6228 | 1.0321 | 0 | 19204.371 | 12802.914 | 32007.285 | 12802.914 | 32007.285 | 0% | 0 | 0 | 0 | 0 | Asset relocations and undergrounding | 8%
Other Network Capex | e. Distribution and LV cables | Distribution Switchgear | 47. Link Pillars | 11 Asset relocations (net) | Low Voltage Enclosures | 0 | Labour | 2022 | 2022 | Simple | 12405.0491 | 18607.5737 | 0 | 12405.0491 | 31012.6228 | 1.0328 | 0 | 19217.1354 | 12811.4236 | 32028.559 | 12811.4236 | 32028.559 | 0% | 0 | 0 | 0 | 0 | Asset relocations and undergrounding | 8%
Other Network Capex | f. Distribution substations and transformers | Distribution Transformers | 39. Ground Mounted, 22/0 | 11 Asset relocations (net) | Ground Mounted Distribution Transformers | 0 | Transformers | 2022 | 2022 | Simple | 14434.9662 | 21652.4494 | 0 | 14434.9662 | 36087.4156 | 0.94851 | 0 | 20537.4748 | 13691.6499 | 34229.1246 | 13691.6499 | 34229.1246 | 0% | 0 | 0 | 0 | 0 | Asset relocations and undergrounding | 8%
Other Network Capex | f. Distribution substations and transformers | Distribution Transformers | 39. Ground Mounted, 22/0 | 11 Asset relocations (net) | Ground Mounted Distribution Transformers | 0 | Labour | 2022 | 2022 | Simple | 3608.7416 | 5413.1123 | 0 | 3608.7416 | 9021.8539 | 1.0328 | 0 | 5590.4394 | 3726.9596 | 9317.399 | 3726.9596 | 9317.399 | 0% | 0 | 0 | 0 | 0 | Asset relocations and undergrounding | 8%
Other Network Capex | f. Distribution substations and transformers | Distribution Transformers | 38. Pole Mounted Single/Two/Three Phase, 22/0 | 11 Asset relocations (net) | Pole Mounted Distribution Transformers | 0 | Transformers | 2022 | 2022 | Simple | 16239.337 | 24359.0055 | 0 | 16239.337 | 40598.3425 | 0.94851 | 0 | 23104.6591 | 15403.1061 | 38507.7652 | 15403.1061 | 38507.7652 | 0% | 0 | 0 | 0 | 0 | Asset relocations and undergrounding | 8%
Other Network Capex | f. Distribution substations and transformers | Distribution Transformers | 38. Pole Mounted Single/Two/Three Phase, 22/0 | 11 Asset relocations (net) | Pole Mounted Distribution Transformers | 0 | Labour | 2022 | 2022 | Simple | 4059.8343 | 6089.7514 | 0 | 4059.8343 | 10149.5856 | 1.0328 | 0 | 6289.2443 | 4192.8295 | 10482.0739 | 4192.8295 | 10482.0739 | 0% | 0 | 0 | 0 | 0 | Asset relocations and undergrounding | 8%
Other Network Capex | b. Subtransmission cables | Cables | 4. Subtransmission XLPE installed in or after 1985 | 11 Asset relocations (net) | Subtransmission Cables | 0 | Cables | 2022 | 2022 | Simple | 5413.1123 | 8119.6685 | 0 | 5413.1123 | 13532.7808 | 0.9744 | 0 | 7911.7828 | 5274.5219 | 13186.3047 | 5274.5219 | 13186.3047 | 0% | 0 | 0 | 0 | 0 | Asset relocations and undergrounding | 8%
Other Network Capex | b. Subtransmission cables | Cables | 4. Subtransmission XLPE installed in or after 1985 | 11 Asset relocations (net) | Subtransmission Cables | 0 | Labour | 2022 | 2022 | Simple | 12630.5955 | 18945.8932 | 0 | 12630.5955 | 31576.4886 | 1.0328 | 0 | 19566.5379 | 13044.3586 | 32610.8965 | 13044.3586 | 32610.8965 | 0% | 0 | 0 | 0 | 0 | Asset relocations and undergrounding | 8%
Other Network Capex | e. Distribution and LV cables | Cables | 29. HV XLPE installed in or after 1985 | 11 Asset relocations (net) | Distribution Cables | 0 | Cables | 2022 | 2022 | Simple | 58867.5967 | 88301.395 | 0 | 58867.5967 | 147168.9917 | 0.9744 | 0 | 86040.6382 | 57360.4255 | 143401.0637 | 57360.4255 | 143401.0637 | 0% | 0 | 0 | 0 | 0 | Asset relocations and undergrounding | 8%
Other Network Capex | e. Distribution and LV cables | Cables | 29. HV XLPE installed in or after 1985 | 11 Asset relocations (net) | Distribution Cables | 0 | Labour | 2022 | 2022 | Simple | 137357.7256 | 206036.5884 | 0 | 137357.7256 | 343394.3141 | 1.0328 | 0 | 212786.0994 | 141857.3996 | 354643.499 | 141857.3996 | 354643.499 | 0% | 0 | 0 | 0 | 0 | Asset relocations and undergrounding | 8%
Other Network Capex | e. Distribution and LV cables | Cables | 45. LV XLPE or PVC installed in or after 1985 | 11 Asset relocations (net) | Low Voltage Cables | 0 | Cables | 2022 | 2022 | Simple | 49620.1964 | 74430.2947 | 0 | 49620.1964 | 124050.4911 | 0.9744 | 0 | 72524.6759 | 48349.7839 | 120874.4599 | 48349.7839 | 120874.4599 | 0% | 0 | 0 | 0 | 0 | Asset relocations and undergrounding | 8%
Other Network Capex | e. Distribution and LV cables | Cables | 45. LV XLPE or PVC installed in or after 1985 | 11 Asset relocations (net) | Low Voltage Cables | 0 | Labour | 2022 | 2022 | Simple | 74430.2947 | 111645.442 | 0 | 74430.2947 | 186075.7367 | 1.0328 | 0 | 115302.8125 | 76868.5416 | 192171.3541 | 76868.5416 | 192171.3541 | 0% | 0 | 0 | 0 | 0 | Asset relocations and undergrounding | 8%
Other Network Capex | a. Subtransmission lines | Overhead Conductors | 1. Subtransmission concrete or steel pole | 11 Asset relocations (net) | Subtransmission Conductor | 0 | Conductor | 2022 | 2022 | Simple | 1353.2781 | 2029.9171 | 0 | 1353.2781 | 3383.1952 | 0.97387 | 0 | 1976.8773 | 1317.9182 | 3294.7955 | 1317.9182 | 3294.7955 | 0% | 0 | 0 | 0 | 0 | Asset relocations and undergrounding | 8%
Other Network Capex | a. Subtransmission lines | Overhead Conductors | 1. Subtransmission concrete or steel pole | 11 Asset relocations (net) | Subtransmission Conductor | 0 | Labour | 2022 | 2022 | Simple | 5413.1123 | 8119.6685 | 0 | 5413.1123 | 13532.7808 | 1.0328 | 0 | 8385.6591 | 5590.4394 | 13976.0985 | 5590.4394 | 13976.0985 | 0% | 0 | 0 | 0 | 0 | Asset relocations and undergrounding | 8%
Other Network Capex | a. Subtransmission lines | Overhead Conductors | 2. Subtransmission wood pole | 11 Asset relocations (net) | Subtransmission Conductor | 0 | Conductor | 2022 | 2022 | Simple | 1353.2781 | 2029.9171 | 0 | 1353.2781 | 3383.1952 | 0.97387 | 0 | 1976.8773 | 1317.9182 | 3294.7955 | 1317.9182 | 3294.7955 | 0% | 0 | 0 | 0 | 0 | Asset relocations and undergrounding | 10%
Other Network Capex | a. Subtransmission lines | Overhead Conductors | 2. Subtransmission wood pole | 11 Asset relocations (net) | Subtransmission Conductor | 0 | Labour | 2022 | 2022 | Simple | 5413.1123 | 8119.6685 | 0 | 5413.1123 | 13532.7808 | 1.0328 | 0 | 8385.6591 | 5590.4394 | 13976.0985 | 5590.4394 | 13976.0985 | 0% | 0 | 0 | 0 | 0 | Asset relocations and undergrounding | 10%
Other Network Capex | d. Distribution and LV lines | Overhead Conductors | 25. HV concrete or steel pole | 11 Asset relocations (net) | Distribution Conductor | 0 | Conductor | 2022 | 2022 | Simple | 2255.4635 | 3383.1952 | 0 | 2255.4635 | 5638.6587 | 0.97387 | 0 | 3294.7955 | 2196.5303 | 5491.3258 | 2196.5303 | 5491.3258 | 0% | 0 | 0 | 0 | 0 | Asset relocations and undergrounding | 8%
Other Network Capex | d. Distribution and LV lines | Overhead Conductors | 25. HV concrete or steel pole | 11 Asset relocations (net) | Distribution Conductor | 0 | Labour | 2022 | 2022 | Simple | 9021.8539 | 13532.7808 | 0 | 9021.8539 | 22554.6347 | 1.0328 | 0 | 13976.0985 | 9317.399 | 23293.4975 | 9317.399 | 23293.4975 | 0% | 0 | 0 | 0 | 0 | Asset relocations and undergrounding | 8%
Other Network Capex | d. Distribution and LV lines | Overhead Conductors | 26. HV wood pole | 11 Asset relocations (net) | Distribution Conductor | 0 | Conductor | 2022 | 2022 | Simple | 2255.4635 | 3383.1952 | 0 | 2255.4635 | 5638.6587 | 0.97387 | 0 | 3294.7955 | 2196.5303 | 5491.3258 | 2196.5303 | 5491.3258 | 0% | 0 | 0 | 0 | 0 | Asset relocations and undergrounding | 10%
Other Network Capex | d. Distribution and LV lines | Overhead Conductors | 26. HV wood pole | 11 Asset relocations (net) | Distribution Conductor | 0 | Labour | 2022 | 2022 | Simple | 9021.8539 | 13532.7808 | 0 | 9021.8539 | 22554.6347 | 1.0328 | 0 | 13976.0985 | 9317.399 | 23293.4975 | 9317.399 | 23293.4975 | 0% | 0 | 0 | 0 | 0 | Asset relocations and undergrounding | 10%
Other Network Capex | a. Subtransmission lines | Support Structures | 1. Subtransmission concrete or steel pole | 10 Consumer connection (net) | Poles | 0 | Other | 2022 | 2022 | Simple | 285.3857 | 428.0786 | 0 | 285.3857 | 713.4643 | 1.0321 | 0 | 441.8082 | 294.5388 | 736.3471 | 294.5388 | 736.3471 | 0% | 0 | 0 | 0 | 0 | Consumer connection | 8%
Other Network Capex | a. Subtransmission lines | Support Structures | 1. Subtransmission concrete or steel pole | 10 Consumer connection (net) | Poles | 0 | Labour | 2022 | 2022 | Simple | 285.3857 | 428.0786 | 0 | 285.3857 | 713.4643 | 1.0328 | 0 | 442.1019 | 294.7346 | 736.8365 | 294.7346 | 736.8365 | 0% | 0 | 0 | 0 | 0 | Consumer connection | 8%
Other Network Capex | a. Subtransmission lines | Support Structures | 2. Subtransmission wood pole | 10 Consumer connection (net) | Poles | 0 | Other | 2022 | 2022 | Simple | 285.3857 | 428.0786 | 0 | 285.3857 | 713.4643 | 1.0321 | 0 | 441.8082 | 294.5388 | 736.3471 | 294.5388 | 736.3471 | 0% | 0 | 0 | 0 | 0 | Consumer connection | 10%
Other Network Capex | a. Subtransmission lines | Support Structures | 2. Subtransmission wood pole | 10 Consumer connection (net) | Poles | 0 | Labour | 2022 | 2022 | Simple | 285.3857 | 428.0786 | 0 | 285.3857 | 713.4643 | 1.0328 | 0 | 442.1019 | 294.7346 | 736.8365 | 294.7346 | 736.8365 | 0% | 0 | 0 | 0 | 0 | Consumer connection | 10%
Other Network Capex | d. Distribution and LV lines | Support Structures | 25. HV concrete or steel pole | 10 Consumer connection (net) | Poles | 0 | Other | 2022 | 2022 | Simple | 14269.2851 | 21403.9276 | 0 | 14269.2851 | 35673.2127 | 1.0321 | 0 | 22090.4119 | 14726.9413 | 36817.3532 | 14726.9413 | 36817.3532 | 0% | 0 | 0 | 0 | 0 | Consumer connection | 8%
Other Network Capex | d. Distribution and LV lines | Support Structures | 25. HV concrete or steel pole | 10 Consumer connection (net) | Poles | 0 | Labour | 2022 | 2022 | Simple | 14269.2851 | 21403.9276 | 0 | 14269.2851 | 35673.2127 | 1.0328 | 0 | 22105.0945 | 14736.7297 | 36841.8242 | 14736.7297 | 36841.8242 | 0% | 0 | 0 | 0 | 0 | Consumer connection | 8%
Other Network Capex | d. Distribution and LV lines | Support Structures | 26. HV wood pole | 10 Consumer connection (net) | Poles | 0 | Other | 2022 | 2022 | Simple | 14269.2851 | 21403.9276 | 0 | 14269.2851 | 35673.2127 | 1.0321 | 0 | 22090.4119 | 14726.9413 | 36817.3532 | 14726.9413 | 36817.3532 | 0% | 0 | 0 | 0 | 0 | Consumer connection | 10%
Other Network Capex | d. Distribution and LV lines | Support Structures | 26. HV wood pole | 10 Consumer connection (net) | Poles | 0 | Labour | 2022 | 2022 | Simple | 14269.2851 | 21403.9276 | 0 | 14269.2851 | 35673.2127 | 1.0328 | 0 | 22105.0945 | 14736.7297 | 36841.8242 | 14736.7297 | 36841.8242 | 0% | 0 | 0 | 0 | 0 | Consumer connection | 10%
Other Network Capex | d. Distribution and LV lines | Support Structures | 41. LV Concrete pole | 10 Consumer connection (net) | Poles | 0 | Other | 2022 | 2022 | Simple | 5565.0212 | 8347.5318 | 0 | 5565.0212 | 13912.5529 | 1.0321 | 0 | 8615.2606 | 5743.5071 | 14358.7677 | 5743.5071 | 14358.7677 | 0% | 0 | 0 | 0 | 0 | Consumer connection | 8%
Other Network Capex | d. Distribution and LV lines | Support Structures | 41. LV Concrete pole | 10 Consumer connection (net) | Poles | 0 | Labour | 2022 | 2022 | Simple | 5565.0212 | 8347.5318 | 0 | 5565.0212 | 13912.5529 | 1.0328 | 0 | 8620.9869 | 5747.3246 | 14368.3115 | 5747.3246 | 14368.3115 | 0% | 0 | 0 | 0 | 0 | Consumer connection | 8%
Other Network Capex | d. Distribution and LV lines | Support Structures | 42. LV Wood pole | 10 Consumer connection (net) | Poles | 0 | Other | 2022 | 2022 | Simple | 5565.0212 | 8347.5318 | 0 | 5565.0212 | 13912.5529 | 1.0321 | 0 | 8615.2606 | 5743.5071 | 14358.7677 | 5743.5071 | 14358.7677 | 0% | 0 | 0 | 0 | 0 | Consumer connection | 10%
Other Network Capex | d. Distribution and LV lines | Support Structures | 42. LV Wood pole | 10 Consumer connection (net) | Poles | 0 | Labour | 2022 | 2022 | Simple | 5565.0212 | 8347.5318 | 0 | 5565.0212 | 13912.5529 | 1.0328 | 0 | 8620.9869 | 5747.3246 | 14368.3115 | 5747.3246 | 14368.3115 | 0% | 0 | 0 | 0 | 0 | Consumer connection | 10%
Other Network Capex | a. Subtransmission lines | Support Structures | 1. Subtransmission concrete or steel pole | 10 Consumer connection (net) | Crossarms | 0 | Other | 2022 | 2022 | Simple | 142.6929 | 214.0393 | 0 | 142.6929 | 356.7321 | 1.0321 | 0 | 220.9041 | 147.2694 | 368.1735 | 147.2694 | 368.1735 | 0% | 0 | 0 | 0 | 0 | Consumer connection | 8%
Other Network Capex | a. Subtransmission lines | Support Structures | 1. Subtransmission concrete or steel pole | 10 Consumer connection (net) | Crossarms | 0 | Labour | 2022 | 2022 | Simple | 142.6929 | 214.0393 | 0 | 142.6929 | 356.7321 | 1.0328 | 0 | 221.0509 | 147.3673 | 368.4182 | 147.3673 | 368.4182 | 0% | 0 | 0 | 0 | 0 | Consumer connection | 8%
Other Network Capex | a. Subtransmission lines | Support Structures | 2. Subtransmission wood pole | 10 Consumer connection (net) | Crossarms | 0 | Other | 2022 | 2022 | Simple | 142.6929 | 214.0393 | 0 | 142.6929 | 356.7321 | 1.0321 | 0 | 220.9041 | 147.2694 | 368.1735 | 147.2694 | 368.1735 | 0% | 0 | 0 | 0 | 0 | Consumer connection | 10%
Other Network Capex | a. Subtransmission lines | Support Structures | 2. Subtransmission wood pole | 10 Consumer connection (net) | Crossarms | 0 | Labour | 2022 | 2022 | Simple | 142.6929 | 214.0393 | 0 | 142.6929 | 356.7321 | 1.0328 | 0 | 221.0509 | 147.3673 | 368.4182 | 147.3673 | 368.4182 | 0% | 0 | 0 | 0 | 0 | Consumer connection | 10%
Other Network Capex | d. Distribution and LV lines | Support Structures | 25. HV concrete or steel pole | 10 Consumer connection (net) | Crossarms | 0 | Other | 2022 | 2022 | Simple | 8561.571 | 12842.3566 | 0 | 8561.571 | 21403.9276 | 1.0321 | 0 | 13254.2471 | 8836.1648 | 22090.4119 | 8836.1648 | 22090.4119 | 0% | 0 | 0 | 0 | 0 | Consumer connection | 8%
Other Network Capex | d. Distribution and LV lines | Support Structures | 25. HV concrete or steel pole | 10 Consumer connection (net) | Crossarms | 0 | Labour | 2022 | 2022 | Simple | 8561.571 | 12842.3566 | 0 | 8561.571 | 21403.9276 | 1.0328 | 0 | 13263.0567 | 8842.0378 | 22105.0945 | 8842.0378 | 22105.0945 | 0% | 0 | 0 | 0 | 0 | Consumer connection | 8%
Other Network Capex | d. Distribution and LV lines | Support Structures | 26. HV wood pole | 10 Consumer connection (net) | Crossarms | 0 | Other | 2022 | 2022 | Simple | 8561.571 | 12842.3566 | 0 | 8561.571 | 21403.9276 | 1.0321 | 0 | 13254.2471 | 8836.1648 | 22090.4119 | 8836.1648 | 22090.4119 | 0% | 0 | 0 | 0 | 0 | Consumer connection | 10%
Other Network Capex | d. Distribution and LV lines | Support Structures | 26. HV wood pole | 10 Consumer connection (net) | Crossarms | 0 | Labour | 2022 | 2022 | Simple | 8561.571 | 12842.3566 | 0 | 8561.571 | 21403.9276 | 1.0328 | 0 | 13263.0567 | 8842.0378 | 22105.0945 | 8842.0378 | 22105.0945 | 0% | 0 | 0 | 0 | 0 | Consumer connection | 10%
Other Network Capex | d. Distribution and LV lines | Support Structures | 41. LV Concrete pole | 10 Consumer connection (net) | Crossarms | 0 | Other | 2022 | 2022 | Simple | 7420.0282 | 11130.0424 | 0 | 7420.0282 | 18550.0706 | 1.0321 | 0 | 11487.0142 | 7658.0095 | 19145.0237 | 7658.0095 | 19145.0237 | 0% | 0 | 0 | 0 | 0 | Consumer connection | 8%
Other Network Capex | d. Distribution and LV lines | Support Structures | 41. LV Concrete pole | 10 Consumer connection (net) | Crossarms | 0 | Labour | 2022 | 2022 | Simple | 7420.0282 | 11130.0424 | 0 | 7420.0282 | 18550.0706 | 1.0328 | 0 | 11494.6492 | 7663.0994 | 19157.7486 | 7663.0994 | 19157.7486 | 0% | 0 | 0 | 0 | 0 | Consumer connection | 8%
Other Network Capex | d. Distribution and LV lines | Support Structures | 42. LV Wood pole | 10 Consumer connection (net) | Crossarms | 0 | Other | 2022 | 2022 | Simple | 7420.0282 | 11130.0424 | 0 | 7420.0282 | 18550.0706 | 1.0321 | 0 | 11487.0142 | 7658.0095 | 19145.0237 | 7658.0095 | 19145.0237 | 0% | 0 | 0 | 0 | 0 | Consumer connection | 10%
Other Network Capex | d. Distribution and LV lines | Support Structures | 42. LV Wood pole | 10 Consumer connection (net) | Crossarms | 0 | Labour | 2022 | 2022 | Simple | 7420.0282 | 11130.0424 | 0 | 7420.0282 | 18550.0706 | 1.0328 | 0 | 11494.6492 | 7663.0994 | 19157.7486 | 7663.0994 | 19157.7486 | 0% | 0 | 0 | 0 | 0 | Consumer connection | 10%
Other Network Capex | c. Zone substations | Zone Substations | 14. 66/50/33/22/11 kV Indoor Switchgear Cubicle | 10 Consumer connection (net) | Indoor Switchgear | 0 | Switchgear | 2022 | 2022 | Simple | 12671.1251 | 19006.6877 | 0 | 12671.1251 | 31677.8129 | 0.96285 | 0 | 18300.5242 | 12200.3495 | 30500.8736 | 12200.3495 | 30500.8736 | 0% | 0 | 0 | 0 | 0 | Consumer connection | 8%
Other Network Capex | c. Zone substations | Zone Substations | 14. 66/50/33/22/11 kV Indoor Switchgear Cubicle | 10 Consumer connection (net) | Indoor Switchgear | 0 | Labour | 2022 | 2022 | Simple | 8447.4168 | 12671.1251 | 0 | 8447.4168 | 21118.5419 | 1.0328 | 0 | 13086.216 | 8724.144 | 21810.3599 | 8724.144 | 21810.3599 | 0% | 0 | 0 | 0 | 0 | Consumer connection | 8%
Other Network Capex | c. Zone substations | Zone Substations | 16. 66/50/33/22/11 kV Outdoor Circuit Breakers | 10 Consumer connection (net) | Outdoor Switchgear | 0 | Switchgear | 2022 | 2022 | Simple | 26940.4102 | 40410.6153 | 0 | 26940.4102 | 67351.0255 | 0.96285 | 0 | 38909.2226 | 25939.4817 | 64848.7043 | 25939.4817 | 64848.7043 | 0% | 0 | 0 | 0 | 0 | Consumer connection | 8%
Other Network Capex | c. Zone substations | Zone Substations | 16. 66/50/33/22/11 kV Outdoor Circuit Breakers | 10 Consumer connection (net) | Outdoor Switchgear | 0 | Labour | 2022 | 2022 | Simple | 6735.1026 | 10102.6538 | 0 | 6735.1026 | 16837.7564 | 1.0328 | 0 | 10433.6046 | 6955.7364 | 17389.341 | 6955.7364 | 17389.341 | 0% | 0 | 0 | 0 | 0 | Consumer connection | 8%
Other Network Capex | g. Distribution switchgear | Distribution Switchgear | 36. Ring Main Unit – 3 Way | 10 Consumer connection (net) | Ground Mounted Switchgear | 0 | Switchgear | 2022 | 2022 | Simple | 160272.6099 | 240408.9148 | 0 | 160272.6099 | 400681.5247 | 0.96285 | 0 | 231476.9004 | 154317.9336 | 385794.8341 | 154317.9336 | 385794.8341 | 0% | 0 | 0 | 0 | 0 | Consumer connection | 8%
Other Network Capex | g. Distribution switchgear | Distribution Switchgear | 36. Ring Main Unit – 3 Way | 10 Consumer connection (net) | Ground Mounted Switchgear | 0 | Labour | 2022 | 2022 | Simple | 40068.1525 | 60102.2287 | 0 | 40068.1525 | 100170.3812 | 1.0328 | 0 | 62071.1055 | 41380.737 | 103451.8425 | 41380.737 | 103451.8425 | 0% | 0 | 0 | 0 | 0 | Consumer connection | 8%
Other Network Capex | g. Distribution switchgear | Distribution Switchgear | 31. 22 / 11 kV Disconnector 3ph, 2ph (Excl Pole) | 10 Consumer connection (net) | Pole Mounted Switches | 0 | Other | 2022 | 2022 | Simple | 47488.1807 | 71232.2711 | 0 | 47488.1807 | 118720.4518 | 1.0321 | 0 | 73516.8908 | 49011.2605 | 122528.1514 | 49011.2605 | 122528.1514 | 0% | 0 | 0 | 0 | 0 | Consumer connection | 8%
Other Network Capex | g. Distribution switchgear | Distribution Switchgear | 31. 22 / 11 kV Disconnector 3ph, 2ph (Excl Pole) | 10 Consumer connection (net) | Pole Mounted Switches | 0 | Labour | 2022 | 2022 | Simple | 11872.0452 | 17808.0678 | 0 | 11872.0452 | 29680.1129 | 1.0328 | 0 | 18391.4387 | 12260.9591 | 30652.3978 | 12260.9591 | 30652.3978 | 0% | 0 | 0 | 0 | 0 | Consumer connection | 8%
Other Network Capex | g. Distribution switchgear | Distribution Switchgear | 33. 22 / 11 kV Dropout Fuse 3ph, 2ph (Excl Pole) | 10 Consumer connection (net) | Pole Mount Fuses | 0 | Other | 2022 | 2022 | Simple | 79051.8393 | 118577.7589 | 0 | 79051.8393 | 197629.5982 | 1.0321 | 0 | 122380.882 | 81587.2546 | 203968.1366 | 81587.2546 | 203968.1366 | 0% | 0 | 0 | 0 | 0 | Consumer connection | 8%
Other Network Capex | g. Distribution switchgear | Distribution Switchgear | 33. 22 / 11 kV Dropout Fuse 3ph, 2ph (Excl Pole) | 10 Consumer connection (net) | Pole Mount Fuses | 0 | Labour | 2022 | 2022 | Simple | 79051.8393 | 118577.7589 | 0 | 79051.8393 | 197629.5982 | 1.0328 | 0 | 122462.2238 | 81641.4825 | 204103.7063 | 81641.4825 | 204103.7063 | 0% | 0 | 0 | 0 | 0 | Consumer connection | 8%
Other Network Capex | e. Distribution and LV cables | Distribution Switchgear | 47. Link Pillars | 10 Consumer connection (net) | Low Voltage Enclosures | 0 | Other | 2022 | 2022 | Simple | 67921.7969 | 101882.6954 | 0 | 67921.7969 | 169804.4923 | 1.0321 | 0 | 105150.3607 | 70100.2404 | 175250.6011 | 70100.2404 | 175250.6011 | 0% | 0 | 0 | 0 | 0 | Consumer connection | 8%
Other Network Capex | e. Distribution and LV cables | Distribution Switchgear | 47. Link Pillars | 10 Consumer connection (net) | Low Voltage Enclosures | 0 | Labour | 2022 | 2022 | Simple | 67921.7969 | 101882.6954 | 0 | 67921.7969 | 169804.4923 | 1.0328 | 0 | 105220.25 | 70146.8333 | 175367.0834 | 70146.8333 | 175367.0834 | 0% | 0 | 0 | 0 | 0 | Consumer connection | 8%
Other Network Capex | f. Distribution substations and transformers | Distribution Transformers | 39. Ground Mounted, 22/0 | 10 Consumer connection (net) | Ground Mounted Distribution Transformers | 0 | Transformers | 2022 | 2022 | Simple | 509128.0913 | 763692.1369 | 0 | 509128.0913 | 1272820.2282 | 0.94851 | 0 | 724366.4558 | 482910.9705 | 1207277.4263 | 482910.9705 | 1207277.4263 | 0% | 0 | 0 | 0 | 0 | Consumer connection | 8%
Other Network Capex | f. Distribution substations and transformers | Distribution Transformers | 39. Ground Mounted, 22/0 | 10 Consumer connection (net) | Ground Mounted Distribution Transformers | 0 | Labour | 2022 | 2022 | Simple | 127282.0228 | 190923.0342 | 0 | 127282.0228 | 318205.057 | 1.0328 | 0 | 197177.4433 | 131451.6289 | 328629.0722 | 131451.6289 | 328629.0722 | 0% | 0 | 0 | 0 | 0 | Consumer connection | 8%
Other Network Capex | f. Distribution substations and transformers | Distribution Transformers | 38. Pole Mounted Single/Two/Three Phase, 22/0 | 10 Consumer connection (net) | Pole Mounted Distribution Transformers | 0 | Transformers | 2022 | 2022 | Simple | 331047.4136 | 496571.1204 | 0 | 331047.4136 | 827618.534 | 0.94851 | 0 | 471000.6102 | 314000.4068 | 785001.0171 | 314000.4068 | 785001.0171 | 0% | 0 | 0 | 0 | 0 | Consumer connection | 8%
Other Network Capex | f. Distribution substations and transformers | Distribution Transformers | 38. Pole Mounted Single/Two/Three Phase, 22/0 | 10 Consumer connection (net) | Pole Mounted Distribution Transformers | 0 | Labour | 2022 | 2022 | Simple | 82761.8534 | 124142.7801 | 0 | 82761.8534 | 206904.6335 | 1.0328 | 0 | 128209.5483 | 85473.0322 | 213682.5806 | 85473.0322 | 213682.5806 | 0% | 0 | 0 | 0 | 0 | Consumer connection | 8%
Other Network Capex | c. Zone substations | Secondary Systems | 19. Circuit/Transformer/Feeder/Bus Section/Coupler Protection & Controls - Digital | 10 Consumer connection (net) | Protection | 0 | Other | 2022 | 2022 | Simple | 3424.6284 | 5136.9426 | 0 | 3424.6284 | 8561.571 | 1.0321 | 0 | 5301.6989 | 3534.4659 | 8836.1648 | 3534.4659 | 8836.1648 | 0% | 0 | 0 | 0 | 0 | Consumer connection | 8%
Other Network Capex | c. Zone substations | Secondary Systems | 19. Circuit/Transformer/Feeder/Bus Section/Coupler Protection & Controls - Digital | 10 Consumer connection (net) | Protection | 0 | Labour | 2022 | 2022 | Simple | 13698.5137 | 20547.7705 | 0 | 13698.5137 | 34246.2842 | 1.0328 | 0 | 21220.8908 | 14147.2605 | 35368.1513 | 14147.2605 | 35368.1513 | 0% | 0 | 0 | 0 | 0 | Consumer connection | 8%
Other Network Capex | b. Subtransmission cables | Cables | 4. Subtransmission XLPE installed in or after 1985 | 10 Consumer connection (net) | Subtransmission Cables | 0 | Cables | 2022 | 2022 | Simple | 4965.7112 | 7448.5668 | 0 | 4965.7112 | 12414.278 | 0.9744 | 0 | 7257.8632 | 4838.5754 | 12096.4386 | 4838.5754 | 12096.4386 | 0% | 0 | 0 | 0 | 0 | Consumer connection | 8%
Other Network Capex | b. Subtransmission cables | Cables | 4. Subtransmission XLPE installed in or after 1985 | 10 Consumer connection (net) | Subtransmission Cables | 0 | Labour | 2022 | 2022 | Simple | 11586.6595 | 17379.9892 | 0 | 11586.6595 | 28966.6487 | 1.0328 | 0 | 17949.3368 | 11966.2245 | 29915.5613 | 11966.2245 | 29915.5613 | 0% | 0 | 0 | 0 | 0 | Consumer connection | 8%
Other Network Capex | e. Distribution and LV cables | Cables | 30. HV PILC | 10 Consumer connection (net) | Distribution Cables | 0 | Cables | 2022 | 2022 | Simple | 90410.1902 | 135615.2853 | 0 | 90410.1902 | 226025.4755 | 0.9744 | 0 | 132143.1637 | 88095.4425 | 220238.6062 | 88095.4425 | 220238.6062 | 0% | 0 | 0 | 0 | 0 | Consumer connection | 8%
Other Network Capex | e. Distribution and LV cables | Cables | 30. HV PILC | 10 Consumer connection (net) | Distribution Cables | 0 | Labour | 2022 | 2022 | Simple | 210957.1105 | 316435.6657 | 0 | 210957.1105 | 527392.7762 | 1.0328 | 0 | 326801.7177 | 217867.8118 | 544669.5295 | 217867.8118 | 544669.5295 | 0% | 0 | 0 | 0 | 0 | Consumer connection | 8%
Other Network Capex | e. Distribution and LV cables | Cables | 46. LV PILC | 10 Consumer connection (net) | Low Voltage Cables | 0 | Cables | 2022 | 2022 | Simple | 257303.7484 | 385955.6226 | 0 | 257303.7484 | 643259.3709 | 0.9744 | 0 | 376074.1048 | 250716.0699 | 626790.1747 | 250716.0699 | 626790.1747 | 0% | 0 | 0 | 0 | 0 | Consumer connection | 8%
Other Network Capex | e. Distribution and LV cables | Cables | 46. LV PILC | 10 Consumer connection (net) | Low Voltage Cables | 0 | Labour | 2022 | 2022 | Simple | 385955.6226 | 578933.4338 | 0 | 385955.6226 | 964889.0564 | 1.0328 | 0 | 597898.5971 | 398599.0648 | 996497.6619 | 398599.0648 | 996497.6619 | 0% | 0 | 0 | 0 | 0 | Consumer connection | 8%
Other Network Capex | d. Distribution and LV lines | Overhead Conductors | 25. HV concrete or steel pole | 10 Consumer connection (net) | Distribution Conductor | 0 | Conductor | 2022 | 2022 | Simple | 2910.9342 | 4366.4012 | 0 | 2910.9342 | 7277.3354 | 0.97387 | 0 | 4252.3112 | 2834.8742 | 7087.1854 | 2834.8742 | 7087.1854 | 0% | 0 | 0 | 0 | 0 | Consumer connection | 8%
Other Network Capex | d. Distribution and LV lines | Overhead Conductors | 25. HV concrete or steel pole | 10 Consumer connection (net) | Distribution Conductor | 0 | Labour | 2022 | 2022 | Simple | 11643.7366 | 17465.6049 | 0 | 11643.7366 | 29109.3415 | 1.0328 | 0 | 18037.7571 | 12025.1714 | 30062.9286 | 12025.1714 | 30062.9286 | 0% | 0 | 0 | 0 | 0 | Consumer connection | 8%
Other Network Capex | d. Distribution and LV lines | Overhead Conductors | 26. HV wood pole | 10 Consumer connection (net) | Distribution Conductor | 0 | Conductor | 2022 | 2022 | Simple | 2910.9342 | 4366.4012 | 0 | 2910.9342 | 7277.3354 | 0.97387 | 0 | 4252.3112 | 2834.8742 | 7087.1854 | 2834.8742 | 7087.1854 | 0% | 0 | 0 | 0 | 0 | Consumer connection | 10%
Other Network Capex | d. Distribution and LV lines | Overhead Conductors | 26. HV wood pole | 10 Consumer connection (net) | Distribution Conductor | 0 | Labour | 2022 | 2022 | Simple | 11643.7366 | 17465.6049 | 0 | 11643.7366 | 29109.3415 | 1.0328 | 0 | 18037.7571 | 12025.1714 | 30062.9286 | 12025.1714 | 30062.9286 | 0% | 0 | 0 | 0 | 0 | Consumer connection | 10%
Other Network Capex | d. Distribution and LV lines | Overhead Conductors | 41. LV Concrete pole | 10 Consumer connection (net) | Low Voltage Conductor | 0 | Conductor | 2022 | 2022 | Simple | 2739.7027 | 4109.5541 | 0 | 2739.7027 | 6849.2568 | 0.97387 | 0 | 4002.1753 | 2668.1169 | 6670.2921 | 2668.1169 | 6670.2921 | 0% | 0 | 0 | 0 | 0 | Consumer connection | 8%
Other Network Capex | d. Distribution and LV lines | Overhead Conductors | 41. LV Concrete pole | 10 Consumer connection (net) | Low Voltage Conductor | 0 | Labour | 2022 | 2022 | Simple | 10958.8109 | 16438.2164 | 0 | 10958.8109 | 27397.0273 | 1.0328 | 0 | 16976.7126 | 11317.8084 | 28294.521 | 11317.8084 | 28294.521 | 0% | 0 | 0 | 0 | 0 | Consumer connection | 8%
Other Network Capex | d. Distribution and LV lines | Overhead Conductors | 42. LV Wood pole | 10 Consumer connection (net) | Low Voltage Conductor | 0 | Conductor | 2022 | 2022 | Simple | 2739.7027 | 4109.5541 | 0 | 2739.7027 | 6849.2568 | 0.97387 | 0 | 4002.1753 | 2668.1169 | 6670.2921 | 2668.1169 | 6670.2921 | 0% | 0 | 0 | 0 | 0 | Consumer connection | 10%
Other Network Capex | d. Distribution and LV lines | Overhead Conductors | 42. LV Wood pole | 10 Consumer connection (net) | Low Voltage Conductor | 0 | Labour | 2022 | 2022 | Simple | 10958.8109 | 16438.2164 | 0 | 10958.8109 | 27397.0273 | 1.0328 | 0 | 16976.7126 | 11317.8084 | 28294.521 | 11317.8084 | 28294.521 | 0% | 0 | 0 | 0 | 0 | Consumer connection | 10%
Other Network Capex | h. Other network assets | 0 | 51. Other network assets | 10 Consumer connection (net) | Other | 0 | Other | 2022 | 2022 | Simple | 1712.3142 | 2568.4713 | 0 | 1712.3142 | 4280.7855 | 1.0321 | 0 | 2650.8494 | 1767.233 | 4418.0824 | 1767.233 | 4418.0824 | 0% | 0 | 0 | 0 | 0 | Consumer connection | 10%
Non Network Capex | i. Non-network assets | Non-network Assets | 52. Buildings | 15 Facilities | Buildings | 0 | Other | 2022 | 2022 | Simple | 55984.0324 | 0 | 0 | 55984.0324 | 55984.0324 | 1.0321 | 0 | 0 | 57779.5981 | 57779.5981 | 57779.5981 | 57779.5981 | 0% | 0 | 0 | 0 | 0 | Non-network CAPEX | 0%
Non Network Capex | i. Non-network assets | Non-network Assets | 53. Furniture and fittings | 15 Facilities | Furniture and fittings | 0 | Other | 2022 | 2022 | Simple | 279920.1618 | 0 | 0 | 279920.1618 | 279920.1618 | 1.0321 | 0 | 0 | 288897.9905 | 288897.9905 | 288897.9905 | 288897.9905 | 0% | 0 | 0 | 0 | 0 | Non-network CAPEX | 13%
Non Network Capex | i. Non-network assets | Non-network Assets | 57. Plant and equipment | 15 Facilities | Plant and equipment | 0 | Other | 2022 | 2022 | Simple | 223936.1294 | 0 | 0 | 223936.1294 | 223936.1294 | 1.0321 | 0 | 0 | 231118.3924 | 231118.3924 | 231118.3924 | 231118.3924 | 0% | 0 | 0 | 0 | 0 | Non-network CAPEX | 20%
Other Network Capex | h. Other network assets | 0 | 51. Other network assets | 12 Future Networks | Other | 0 | Other | 2022 | 2022 | Simple | 435174.4167 | 0 | 0 | 435174.4167 | 435174.4167 | 1.0321 | 0 | 0 | 449131.6871 | 449131.6871 | 449131.6871 | 449131.6871 | 0% | 0 | 0 | 0 | 0 | Quality of supply | 10%
Renewals | f. Distribution substations and transformers | Distribution Transformers | 38. Pole Mounted Single/Two/Three Phase, 22/0 | 6.2 Pole Mounted Distribution Transformers | Pole Mounted Distribution Transformers | 0 | Transformers | 2022 | 2022 | Simple | 823289 | 0 | 0 | 823289 | 823289 | 0.94851 | 0 | 0 | 780894.4288 | 780894.4288 | 780894.4288 | 780894.4288 | 0% | 0 | 0 | 0 | 0 | Asset replacement and renewal | 8%
Renewals | f. Distribution substations and transformers | Distribution Transformers | 38. Pole Mounted Single/Two/Three Phase, 22/0 | 6.2 Pole Mounted Distribution Transformers | Pole Mounted Distribution Transformers | 0 | Labour | 2022 | 2022 | Simple | 205822.25 | 0 | 0 | 205822.25 | 205822.25 | 1.0328 | 0 | 0 | 212564.7395 | 212564.7395 | 212564.7395 | 212564.7395 | 0% | 0 | 0 | 0 | 0 | Asset replacement and renewal | 8%
Renewals | a. Subtransmission lines | Overhead Conductors | 1. Subtransmission concrete or steel pole | 2.1 Subtransmission Conductor | Subtransmission Conductor | 0 | Conductor | 2022 | 2022 | Simple | 1258227.88 | 0 | 0 | 1258227.88 | 1258227.88 | 0.97387 | 0 | 0 | 1225351.558 | 1225351.558 | 1225351.558 | 1225351.558 | 0% | 0 | 0 | 0 | 0 | Asset replacement and renewal | 8%
Renewals | a. Subtransmission lines | Overhead Conductors | 1. Subtransmission concrete or steel pole | 2.1 Subtransmission Conductor | Subtransmission Conductor | 0 | Labour | 2022 | 2022 | Simple | 5032911.52 | 0 | 0 | 5032911.52 | 5032911.52 | 1.0328 | 0 | 0 | 5197783.651 | 5197783.651 | 5197783.651 | 5197783.651 | 0% | 0 | 0 | 0 | 0 | Asset replacement and renewal | 8%
Renewals | c. Zone substations | Secondary Systems | 23. DC Supplies, Batteries and Inverters | 7.2 DC Systems | DC Systems | 0 | Other | 2022 | 2022 | Simple | 128977.32 | 0 | 0 | 128977.32 | 128977.32 | 1.0321 | 0 | 0 | 133113.9863 | 133113.9863 | 133113.9863 | 133113.9863 | 0% | 0 | 0 | 0 | 0 | Asset replacement and renewal | 8%
Renewals | c. Zone substations | Secondary Systems | 23. DC Supplies, Batteries and Inverters | 7.2 DC Systems | DC Systems | 0 | Labour | 2022 | 2022 | Simple | 515909.28 | 0 | 0 | 515909.28 | 515909.28 | 1.0328 | 0 | 0 | 532809.8478 | 532809.8478 | 532809.8478 | 532809.8478 | 0% | 0 | 0 | 0 | 0 | Asset replacement and renewal | 8%
Renewals | f. Distribution substations and transformers | Distribution Transformers | 38. Pole Mounted Single/Two/Three Phase, 22/0 | 3.2 Distribution Cables | Pole Mounted Distribution Transformers | 0 | Transformers | 2022 | 2022 | Simple | 1261992.16 | 0 | 0 | 1261992.16 | 1261992.16 | 0.94851 | 0 | 0 | 1197006.9403 | 1197006.9403 | 1197006.9403 | 1197006.9403 | 0% | 0 | 0 | 0 | 0 | Asset replacement and renewal | 8%
Renewals | f. Distribution substations and transformers | Distribution Transformers | 38. Pole Mounted Single/Two/Three Phase, 22/0 | 3.2 Distribution Cables | Pole Mounted Distribution Transformers | 0 | Labour | 2022 | 2022 | Simple | 315498.04 | 0 | 0 | 315498.04 | 315498.04 | 1.0328 | 0 | 0 | 325833.3765 | 325833.3765 | 325833.3765 | 325833.3765 | 0% | 0 | 0 | 0 | 0 | Asset replacement and renewal | 8%
Renewals | f. Distribution substations and transformers | Distribution Transformers | 39. Ground Mounted, 22/0 | 6.1 Ground Mounted Distribution Transformers | Ground Mounted Distribution Transformers | 0 | Transformers | 2022 | 2022 | Simple | 248064 | 0 | 0 | 248064 | 248064 | 0.94851 | 0 | 0 | 235290.154 | 235290.154 | 235290.154 | 235290.154 | 0% | 0 | 0 | 0 | 0 | Asset replacement and renewal | 8%
Renewals | f. Distribution substations and transformers | Distribution Transformers | 39. Ground Mounted, 22/0 | 6.1 Ground Mounted Distribution Transformers | Ground Mounted Distribution Transformers | 0 | Labour | 2022 | 2022 | Simple | 62016 | 0 | 0 | 62016 | 62016 | 1.0328 | 0 | 0 | 64047.5696 | 64047.5696 | 64047.5696 | 64047.5696 | 0% | 0 | 0 | 0 | 0 | Asset replacement and renewal | 8%
Renewals | g. Distribution switchgear | Distribution Switchgear | 33. 22 / 11 kV Dropout Fuse 3ph, 2ph (Excl Pole) | 5.2 Pole Mounted Fuses | Pole Mount Fuses | 0 | Other | 2022 | 2022 | Simple | 85500 | 0 | 0 | 85500 | 85500 | 1.0321 | 0 | 0 | 88242.226 | 88242.226 | 88242.226 | 88242.226 | 0% | 0 | 0 | 0 | 0 | Asset replacement and renewal | 8%
Renewals | g. Distribution switchgear | Distribution Switchgear | 33. 22 / 11 kV Dropout Fuse 3ph, 2ph (Excl Pole) | 5.2 Pole Mounted Fuses | Pole Mount Fuses | 0 | Labour | 2022 | 2022 | Simple | 85500 | 0 | 0 | 85500 | 85500 | 1.0328 | 0 | 0 | 88300.8772 | 88300.8772 | 88300.8772 | 88300.8772 | 0% | 0 | 0 | 0 | 0 | Asset replacement and renewal | 8%
Renewals | e. Distribution and LV cables | Cables | 45. LV XLPE or PVC installed in or after 1985 | 3.3 Low Voltage Cables | Low Voltage Cables | 0 | Cables | 2022 | 2022 | Simple | 113821.02 | 0 | 0 | 113821.02 | 113821.02 | 0.9744 | 0 | 0 | 110906.8911 | 110906.8911 | 110906.8911 | 110906.8911 | 0% | 0 | 0 | 0 | 0 | Asset replacement and renewal | 8%
Renewals | e. Distribution and LV cables | Cables | 45. LV XLPE or PVC installed in or after 1985 | 3.3 Low Voltage Cables | Low Voltage Cables | 0 | Labour | 2022 | 2022 | Simple | 170731.53 | 0 | 0 | 170731.53 | 170731.53 | 1.0328 | 0 | 0 | 176324.4897 | 176324.4897 | 176324.4897 | 176324.4897 | 0% | 0 | 0 | 0 | 0 | Asset replacement and renewal | 8%
Renewals | g. Distribution switchgear | Distribution Switchgear | 31. 22 / 11 kV Disconnector 3ph, 2ph (Excl Pole) | 5.3 Pole Mounted Switches | Pole Mounted Switches | 0 | Other | 2022 | 2022 | Simple | 411160 | 0 | 0 | 411160 | 411160 | 1.0321 | 0 | 0 | 424347.0604 | 424347.0604 | 424347.0604 | 424347.0604 | 0% | 0 | 0 | 0 | 0 | Asset replacement and renewal | 8%
Renewals | g. Distribution switchgear | Distribution Switchgear | 31. 22 / 11 kV Disconnector 3ph, 2ph (Excl Pole) | 5.3 Pole Mounted Switches | Pole Mounted Switches | 0 | Labour | 2022 | 2022 | Simple | 102790 | 0 | 0 | 102790 | 102790 | 1.0328 | 0 | 0 | 106157.2768 | 106157.2768 | 106157.2768 | 106157.2768 | 0% | 0 | 0 | 0 | 0 | Asset replacement and renewal | 8%
Renewals | h. Other network assets | Secondary Systems | 50. SCADA and Comms (Central Facilities and / or wider Network Communications Equipment) | 7.3 Remote Terminal Units | Remote Terminal Units | 0 | Other | 2022 | 2022 | Simple | 15960 | 0 | 0 | 15960 | 15960 | 1.0321 | 0 | 0 | 16471.8822 | 16471.8822 | 16471.8822 | 16471.8822 | 0% | 0 | 0 | 0 | 0 | Asset replacement and renewal | 10%
Renewals | h. Other network assets | Secondary Systems | 50. SCADA and Comms (Central Facilities and / or wider Network Communications Equipment) | 7.3 Remote Terminal Units | Remote Terminal Units | 0 | Labour | 2022 | 2022 | Simple | 63840 | 0 | 0 | 63840 | 63840 | 1.0328 | 0 | 0 | 65931.3217 | 65931.3217 | 65931.3217 | 65931.3217 | 0% | 0 | 0 | 0 | 0 | Asset replacement and renewal | 10%
Renewals | f. Distribution substations and transformers | Distribution Switchgear | 40. Distribution substations | 5.6 Ancillary Distribution Substation Equipment | Ancillary Distribution Substation Equipment | 0 | Other | 2022 | 2022 | Simple | 224307.825 | 0 | 0 | 224307.825 | 224307.825 | 1.0321 | 0 | 0 | 231502.0093 | 231502.0093 | 231502.0093 | 231502.0093 | 0% | 0 | 0 | 0 | 0 | Asset replacement and renewal | 10%
Renewals | f. Distribution substations and transformers | Distribution Switchgear | 40. Distribution substations | 5.6 Ancillary Distribution Substation Equipment | Ancillary Distribution Substation Equipment | 0 | Labour | 2022 | 2022 | Simple | 224307.825 | 0 | 0 | 224307.825 | 224307.825 | 1.0328 | 0 | 0 | 231655.8797 | 231655.8797 | 231655.8797 | 231655.8797 | 0% | 0 | 0 | 0 | 0 | Asset replacement and renewal | 10%
Renewals | b. Subtransmission cables | Distribution Switchgear | 10. Sub-transmission Surge Arresters (3 phase set) | 5.6 Ancillary Distribution Substation Equipment | Ancillary Distribution Substation Equipment | 0 | Other | 2022 | 2022 | Simple | 142500 | 0 | 0 | 142500 | 142500 | 1.0321 | 0 | 0 | 147070.3767 | 147070.3767 | 147070.3767 | 147070.3767 | 0% | 0 | 0 | 0 | 0 | Asset replacement and renewal | 8%
Renewals | b. Subtransmission cables | Distribution Switchgear | 10. Sub-transmission Surge Arresters (3 phase set) | 5.6 Ancillary Distribution Substation Equipment | Ancillary Distribution Substation Equipment | 0 | Labour | 2022 | 2022 | Simple | 142500 | 0 | 0 | 142500 | 142500 | 1.0328 | 0 | 0 | 147168.1287 | 147168.1287 | 147168.1287 | 147168.1287 | 0% | 0 | 0 | 0 | 0 | Asset replacement and renewal | 8%
Growth | d. Distribution and LV lines | Support Structures | 25. HV concrete or steel pole | 9 Distribution and LV Reinforcement | Poles | 0 | Other | 2022 | 2022 | Simple | 63769.0076 | 0 | 0 | 63769.0076 | 63769.0076 | 1.0321 | 0 | 0 | 65814.2595 | 65814.2595 | 65814.2595 | 65814.2595 | 0% | 0 | 0 | 0 | 0 | System growth | 8%
Growth | d. Distribution and LV lines | Support Structures | 25. HV concrete or steel pole | 9 Distribution and LV Reinforcement | Poles | 0 | Labour | 2022 | 2022 | Simple | 63769.0076 | 0 | 0 | 63769.0076 | 63769.0076 | 1.0328 | 0 | 0 | 65858.0037 | 65858.0037 | 65858.0037 | 65858.0037 | 0% | 0 | 0 | 0 | 0 | System growth | 8%
Growth | d. Distribution and LV lines | Support Structures | 26. HV wood pole | 9 Distribution and LV Reinforcement | Poles | 0 | Other | 2022 | 2022 | Simple | 63769.0076 | 0 | 0 | 63769.0076 | 63769.0076 | 1.0321 | 0 | 0 | 65814.2595 | 65814.2595 | 65814.2595 | 65814.2595 | 0% | 0 | 0 | 0 | 0 | System growth | 10%
Growth | d. Distribution and LV lines | Support Structures | 26. HV wood pole | 9 Distribution and LV Reinforcement | Poles | 0 | Labour | 2022 | 2022 | Simple | 63769.0076 | 0 | 0 | 63769.0076 | 63769.0076 | 1.0328 | 0 | 0 | 65858.0037 | 65858.0037 | 65858.0037 | 65858.0037 | 0% | 0 | 0 | 0 | 0 | System growth | 10%
Growth | d. Distribution and LV lines | Support Structures | 41. LV Concrete pole | 9 Distribution and LV Reinforcement | Poles | 0 | Other | 2022 | 2022 | Simple | 28341.7812 | 0 | 0 | 28341.7812 | 28341.7812 | 1.0321 | 0 | 0 | 29250.782 | 29250.782 | 29250.782 | 29250.782 | 0% | 0 | 0 | 0 | 0 | System growth | 8%
Growth | d. Distribution and LV lines | Support Structures | 41. LV Concrete pole | 9 Distribution and LV Reinforcement | Poles | 0 | Labour | 2022 | 2022 | Simple | 28341.7812 | 0 | 0 | 28341.7812 | 28341.7812 | 1.0328 | 0 | 0 | 29270.2238 | 29270.2238 | 29270.2238 | 29270.2238 | 0% | 0 | 0 | 0 | 0 | System growth | 8%
Growth | d. Distribution and LV lines | Support Structures | 42. LV Wood pole | 9 Distribution and LV Reinforcement | Poles | 0 | Other | 2022 | 2022 | Simple | 28341.7812 | 0 | 0 | 28341.7812 | 28341.7812 | 1.0321 | 0 | 0 | 29250.782 | 29250.782 | 29250.782 | 29250.782 | 0% | 0 | 0 | 0 | 0 | System growth | 10%
Growth | d. Distribution and LV lines | Support Structures | 42. LV Wood pole | 9 Distribution and LV Reinforcement | Poles | 0 | Labour | 2022 | 2022 | Simple | 28341.7812 | 0 | 0 | 28341.7812 | 28341.7812 | 1.0328 | 0 | 0 | 29270.2238 | 29270.2238 | 29270.2238 | 29270.2238 | 0% | 0 | 0 | 0 | 0 | System growth | 10%
Growth | d. Distribution and LV lines | Support Structures | 25. HV concrete or steel pole | 9 Distribution and LV Reinforcement | Crossarms | 0 | Other | 2022 | 2022 | Simple | 42512.6717 | 0 | 0 | 42512.6717 | 42512.6717 | 1.0321 | 0 | 0 | 43876.173 | 43876.173 | 43876.173 | 43876.173 | 0% | 0 | 0 | 0 | 0 | System growth | 8%
Growth | d. Distribution and LV lines | Support Structures | 25. HV concrete or steel pole | 9 Distribution and LV Reinforcement | Crossarms | 0 | Labour | 2022 | 2022 | Simple | 42512.6717 | 0 | 0 | 42512.6717 | 42512.6717 | 1.0328 | 0 | 0 | 43905.3358 | 43905.3358 | 43905.3358 | 43905.3358 | 0% | 0 | 0 | 0 | 0 | System growth | 8%
Growth | d. Distribution and LV lines | Support Structures | 26. HV wood pole | 9 Distribution and LV Reinforcement | Crossarms | 0 | Other | 2022 | 2022 | Simple | 42512.6717 | 0 | 0 | 42512.6717 | 42512.6717 | 1.0321 | 0 | 0 | 43876.173 | 43876.173 | 43876.173 | 43876.173 | 0% | 0 | 0 | 0 | 0 | System growth | 10%
Growth | d. Distribution and LV lines | Support Structures | 26. HV wood pole | 9 Distribution and LV Reinforcement | Crossarms | 0 | Labour | 2022 | 2022 | Simple | 42512.6717 | 0 | 0 | 42512.6717 | 42512.6717 | 1.0328 | 0 | 0 | 43905.3358 | 43905.3358 | 43905.3358 | 43905.3358 | 0% | 0 | 0 | 0 | 0 | System growth | 10%
Growth | d. Distribution and LV lines | Support Structures | 41. LV Concrete pole | 9 Distribution and LV Reinforcement | Crossarms | 0 | Other | 2022 | 2022 | Simple | 21256.3359 | 0 | 0 | 21256.3359 | 21256.3359 | 1.0321 | 0 | 0 | 21938.0865 | 21938.0865 | 21938.0865 | 21938.0865 | 0% | 0 | 0 | 0 | 0 | System growth | 8%
Growth | d. Distribution and LV lines | Support Structures | 41. LV Concrete pole | 9 Distribution and LV Reinforcement | Crossarms | 0 | Labour | 2022 | 2022 | Simple | 21256.3359 | 0 | 0 | 21256.3359 | 21256.3359 | 1.0328 | 0 | 0 | 21952.6679 | 21952.6679 | 21952.6679 | 21952.6679 | 0% | 0 | 0 | 0 | 0 | System growth | 8%
Growth | d. Distribution and LV lines | Support Structures | 42. LV Wood pole | 9 Distribution and LV Reinforcement | Crossarms | 0 | Other | 2022 | 2022 | Simple | 21256.3359 | 0 | 0 | 21256.3359 | 21256.3359 | 1.0321 | 0 | 0 | 21938.0865 | 21938.0865 | 21938.0865 | 21938.0865 | 0% | 0 | 0 | 0 | 0 | System growth | 10%
Growth | d. Distribution and LV lines | Support Structures | 42. LV Wood pole | 9 Distribution and LV Reinforcement | Crossarms | 0 | Labour | 2022 | 2022 | Simple | 21256.3359 | 0 | 0 | 21256.3359 | 21256.3359 | 1.0328 | 0 | 0 | 21952.6679 | 21952.6679 | 21952.6679 | 21952.6679 | 0% | 0 | 0 | 0 | 0 | System growth | 10%
Growth | g. Distribution switchgear | Distribution Switchgear | 32. 22 / 11 kV Load Break Switch (Excl Pole) | 9 Distribution and LV Reinforcement | Pole Mounted Switches | 0 | Other | 2022 | 2022 | Simple | 68020.2748 | 0 | 0 | 68020.2748 | 68020.2748 | 1.0321 | 0 | 0 | 70201.8768 | 70201.8768 | 70201.8768 | 70201.8768 | 0% | 0 | 0 | 0 | 0 | System growth | 8%
Growth | g. Distribution switchgear | Distribution Switchgear | 32. 22 / 11 kV Load Break Switch (Excl Pole) | 9 Distribution and LV Reinforcement | Pole Mounted Switches | 0 | Labour | 2022 | 2022 | Simple | 45346.8499 | 0 | 0 | 45346.8499 | 45346.8499 | 1.0328 | 0 | 0 | 46832.3582 | 46832.3582 | 46832.3582 | 46832.3582 | 0% | 0 | 0 | 0 | 0 | System growth | 8%
Growth | g. Distribution switchgear | Distribution Switchgear | 34. 22 / 11 kV Sectionaliser or Recloser (Excl Pole) | 9 Distribution and LV Reinforcement | Reclosers and Sectionalisers | 0 | Other | 2022 | 2022 | Simple | 51015.2061 | 0 | 0 | 51015.2061 | 51015.2061 | 1.0321 | 0 | 0 | 52651.4076 | 52651.4076 | 52651.4076 | 52651.4076 | 0% | 0 | 0 | 0 | 0 | System growth | 8%
Growth | g. Distribution switchgear | Distribution Switchgear | 34. 22 / 11 kV Sectionaliser or Recloser (Excl Pole) | 9 Distribution and LV Reinforcement | Reclosers and Sectionalisers | 0 | Labour | 2022 | 2022 | Simple | 34010.1374 | 0 | 0 | 34010.1374 | 34010.1374 | 1.0328 | 0 | 0 | 35124.2686 | 35124.2686 | 35124.2686 | 35124.2686 | 0% | 0 | 0 | 0 | 0 | System growth | 8%
Growth | g. Distribution switchgear | Distribution Switchgear | 33. 22 / 11 kV Dropout Fuse 3ph, 2ph (Excl Pole) | 9 Distribution and LV Reinforcement | Pole Mount Fuses | 0 | Other | 2022 | 2022 | Simple | 99196.2341 | 0 | 0 | 99196.2341 | 99196.2341 | 1.0321 | 0 | 0 | 102377.737 | 102377.737 | 102377.737 | 102377.737 | 0% | 0 | 0 | 0 | 0 | System growth | 8%
Growth | g. Distribution switchgear | Distribution Switchgear | 33. 22 / 11 kV Dropout Fuse 3ph, 2ph (Excl Pole) | 9 Distribution and LV Reinforcement | Pole Mount Fuses | 0 | Labour | 2022 | 2022 | Simple | 99196.2341 | 0 | 0 | 99196.2341 | 99196.2341 | 1.0328 | 0 | 0 | 102445.7835 | 102445.7835 | 102445.7835 | 102445.7835 | 0% | 0 | 0 | 0 | 0 | System growth | 8%
Growth | e. Distribution and LV cables | Distribution Switchgear | 47. Link Pillars | 9 Distribution and LV Reinforcement | Low Voltage Enclosures | 0 | Other | 2022 | 2022 | Simple | 14170.8906 | 0 | 0 | 14170.8906 | 14170.8906 | 1.0321 | 0 | 0 | 14625.391 | 14625.391 | 14625.391 | 14625.391 | 0% | 0 | 0 | 0 | 0 | System growth | 8%
Growth | e. Distribution and LV cables | Distribution Switchgear | 47. Link Pillars | 9 Distribution and LV Reinforcement | Low Voltage Enclosures | 0 | Labour | 2022 | 2022 | Simple | 14170.8906 | 0 | 0 | 14170.8906 | 14170.8906 | 1.0328 | 0 | 0 | 14635.1119 | 14635.1119 | 14635.1119 | 14635.1119 | 0% | 0 | 0 | 0 | 0 | System growth | 8%
Growth | f. Distribution substations and transformers | Distribution Transformers | 39. Ground Mounted, 22/0 | 9 Distribution and LV Reinforcement | Ground Mounted Distribution Transformers | 0 | Transformers | 2022 | 2022 | Simple | 226734.2493 | 0 | 0 | 226734.2493 | 226734.2493 | 0.94851 | 0 | 0 | 215058.7608 | 215058.7608 | 215058.7608 | 215058.7608 | 0% | 0 | 0 | 0 | 0 | System growth | 8%
Growth | f. Distribution substations and transformers | Distribution Transformers | 39. Ground Mounted, 22/0 | 9 Distribution and LV Reinforcement | Ground Mounted Distribution Transformers | 0 | Labour | 2022 | 2022 | Simple | 56683.5623 | 0 | 0 | 56683.5623 | 56683.5623 | 1.0328 | 0 | 0 | 58540.4477 | 58540.4477 | 58540.4477 | 58540.4477 | 0% | 0 | 0 | 0 | 0 | System growth | 8%
Growth | f. Distribution substations and transformers | Distribution Transformers | 38. Pole Mounted Single/Two/Three Phase, 22/0 | 9 Distribution and LV Reinforcement | Pole Mounted Distribution Transformers | 0 | Transformers | 2022 | 2022 | Simple | 68020.2748 | 0 | 0 | 68020.2748 | 68020.2748 | 0.94851 | 0 | 0 | 64517.6282 | 64517.6282 | 64517.6282 | 64517.6282 | 0% | 0 | 0 | 0 | 0 | System growth | 8%
Growth | f. Distribution substations and transformers | Distribution Transformers | 38. Pole Mounted Single/Two/Three Phase, 22/0 | 9 Distribution and LV Reinforcement | Pole Mounted Distribution Transformers | 0 | Labour | 2022 | 2022 | Simple | 17005.0687 | 0 | 0 | 17005.0687 | 17005.0687 | 1.0328 | 0 | 0 | 17562.1343 | 17562.1343 | 17562.1343 | 17562.1343 | 0% | 0 | 0 | 0 | 0 | System growth | 8%
Growth | g. Distribution switchgear | Distribution Transformers | 35. Voltage Regulator | 9 Distribution and LV Reinforcement | Voltage Regulators | 0 | Transformers | 2022 | 2022 | Simple | 11336.7125 | 0 | 0 | 11336.7125 | 11336.7125 | 0.94851 | 0 | 0 | 10752.938 | 10752.938 | 10752.938 | 10752.938 | 0% | 0 | 0 | 0 | 0 | System growth | 8%
Growth | g. Distribution switchgear | Distribution Transformers | 35. Voltage Regulator | 9 Distribution and LV Reinforcement | Voltage Regulators | 0 | Labour | 2022 | 2022 | Simple | 2834.1781 | 0 | 0 | 2834.1781 | 2834.1781 | 1.0328 | 0 | 0 | 2927.0224 | 2927.0224 | 2927.0224 | 2927.0224 | 0% | 0 | 0 | 0 | 0 | System growth | 8%
Growth | c. Zone substations | Secondary Systems | 19. Circuit/Transformer/Feeder/Bus Section/Coupler Protection & Controls - Digital | 9 Distribution and LV Reinforcement | Protection | 0 | Other | 2022 | 2022 | Simple | 5668.3562 | 0 | 0 | 5668.3562 | 5668.3562 | 1.0321 | 0 | 0 | 5850.1564 | 5850.1564 | 5850.1564 | 5850.1564 | 0% | 0 | 0 | 0 | 0 | System growth | 8%
Growth | c. Zone substations | Secondary Systems | 19. Circuit/Transformer/Feeder/Bus Section/Coupler Protection & Controls - Digital | 9 Distribution and LV Reinforcement | Protection | 0 | Labour | 2022 | 2022 | Simple | 22673.4249 | 0 | 0 | 22673.4249 | 22673.4249 | 1.0328 | 0 | 0 | 23416.1791 | 23416.1791 | 23416.1791 | 23416.1791 | 0% | 0 | 0 | 0 | 0 | System growth | 8%
Growth | h. Other network assets | Secondary Systems | 50. SCADA and Comms (Central Facilities and / or wider Network Communications Equipment) | 9 Distribution and LV Reinforcement | Remote Terminal Units | 0 | Other | 2022 | 2022 | Simple | 2834.1781 | 0 | 0 | 2834.1781 | 2834.1781 | 1.0321 | 0 | 0 | 2925.0782 | 2925.0782 | 2925.0782 | 2925.0782 | 0% | 0 | 0 | 0 | 0 | System growth | 10%
Growth | h. Other network assets | Secondary Systems | 50. SCADA and Comms (Central Facilities and / or wider Network Communications Equipment) | 9 Distribution and LV Reinforcement | Remote Terminal Units | 0 | Labour | 2022 | 2022 | Simple | 11336.7125 | 0 | 0 | 11336.7125 | 11336.7125 | 1.0328 | 0 | 0 | 11708.0895 | 11708.0895 | 11708.0895 | 11708.0895 | 0% | 0 | 0 | 0 | 0 | System growth | 10%
Growth | e. Distribution and LV cables | Cables | 29. HV XLPE installed in or after 1985 | 9 Distribution and LV Reinforcement | Distribution Cables | 0 | Cables | 2022 | 2022 | Simple | 229568.4274 | 0 | 0 | 229568.4274 | 229568.4274 | 0.9744 | 0 | 0 | 223690.8489 | 223690.8489 | 223690.8489 | 223690.8489 | 0% | 0 | 0 | 0 | 0 | System growth | 8%
Growth | e. Distribution and LV cables | Cables | 29. HV XLPE installed in or after 1985 | 9 Distribution and LV Reinforcement | Distribution Cables | 0 | Labour | 2022 | 2022 | Simple | 535659.664 | 0 | 0 | 535659.664 | 535659.664 | 1.0328 | 0 | 0 | 553207.2307 | 553207.2307 | 553207.2307 | 553207.2307 | 0% | 0 | 0 | 0 | 0 | System growth | 8%
Growth | e. Distribution and LV cables | Cables | 45. LV XLPE or PVC installed in or after 1985 | 9 Distribution and LV Reinforcement | Low Voltage Cables | 0 | Cables | 2022 | 2022 | Simple | 22673.4249 | 0 | 0 | 22673.4249 | 22673.4249 | 0.9744 | 0 | 0 | 22092.9233 | 22092.9233 | 22092.9233 | 22092.9233 | 0% | 0 | 0 | 0 | 0 | System growth | 8%
Growth | e. Distribution and LV cables | Cables | 45. LV XLPE or PVC installed in or after 1985 | 9 Distribution and LV Reinforcement | Low Voltage Cables | 0 | Labour | 2022 | 2022 | Simple | 34010.1374 | 0 | 0 | 34010.1374 | 34010.1374 | 1.0328 | 0 | 0 | 35124.2686 | 35124.2686 | 35124.2686 | 35124.2686 | 0% | 0 | 0 | 0 | 0 | System growth | 8%
Growth | d. Distribution and LV lines | Overhead Conductors | 25. HV concrete or steel pole | 9 Distribution and LV Reinforcement | Distribution Conductor | 0 | Conductor | 2022 | 2022 | Simple | 45346.8499 | 0 | 0 | 45346.8499 | 45346.8499 | 0.97387 | 0 | 0 | 44161.9789 | 44161.9789 | 44161.9789 | 44161.9789 | 0% | 0 | 0 | 0 | 0 | System growth | 8%
Growth | d. Distribution and LV lines | Overhead Conductors | 25. HV concrete or steel pole | 9 Distribution and LV Reinforcement | Distribution Conductor | 0 | Labour | 2022 | 2022 | Simple | 181387.3995 | 0 | 0 | 181387.3995 | 181387.3995 | 1.0328 | 0 | 0 | 187329.4326 | 187329.4326 | 187329.4326 | 187329.4326 | 0% | 0 | 0 | 0 | 0 | System growth | 8%
Growth | d. Distribution and LV lines | Overhead Conductors | 26. HV wood pole | 9 Distribution and LV Reinforcement | Distribution Conductor | 0 | Conductor | 2022 | 2022 | Simple | 45346.8499 | 0 | 0 | 45346.8499 | 45346.8499 | 0.97387 | 0 | 0 | 44161.9789 | 44161.9789 | 44161.9789 | 44161.9789 | 0% | 0 | 0 | 0 | 0 | System growth | 10%
Growth | d. Distribution and LV lines | Overhead Conductors | 26. HV wood pole | 9 Distribution and LV Reinforcement | Distribution Conductor | 0 | Labour | 2022 | 2022 | Simple | 181387.3995 | 0 | 0 | 181387.3995 | 181387.3995 | 1.0328 | 0 | 0 | 187329.4326 | 187329.4326 | 187329.4326 | 187329.4326 | 0% | 0 | 0 | 0 | 0 | System growth | 10%
Growth | d. Distribution and LV lines | Overhead Conductors | 41. LV Concrete pole | 9 Distribution and LV Reinforcement | Low Voltage Conductor | 0 | Conductor | 2022 | 2022 | Simple | 8502.5343 | 0 | 0 | 8502.5343 | 8502.5343 | 0.97387 | 0 | 0 | 8280.3711 | 8280.3711 | 8280.3711 | 8280.3711 | 0% | 0 | 0 | 0 | 0 | System growth | 8%
Growth | d. Distribution and LV lines | Overhead Conductors | 41. LV Concrete pole | 9 Distribution and LV Reinforcement | Low Voltage Conductor | 0 | Labour | 2022 | 2022 | Simple | 34010.1374 | 0 | 0 | 34010.1374 | 34010.1374 | 1.0328 | 0 | 0 | 35124.2686 | 35124.2686 | 35124.2686 | 35124.2686 | 0% | 0 | 0 | 0 | 0 | System growth | 8%
Growth | d. Distribution and LV lines | Overhead Conductors | 42. LV Wood pole | 9 Distribution and LV Reinforcement | Low Voltage Conductor | 0 | Conductor | 2022 | 2022 | Simple | 8502.5343 | 0 | 0 | 8502.5343 | 8502.5343 | 0.97387 | 0 | 0 | 8280.3711 | 8280.3711 | 8280.3711 | 8280.3711 | 0% | 0 | 0 | 0 | 0 | System growth | 10%
Growth | d. Distribution and LV lines | Overhead Conductors | 42. LV Wood pole | 9 Distribution and LV Reinforcement | Low Voltage Conductor | 0 | Labour | 2022 | 2022 | Simple | 34010.1374 | 0 | 0 | 34010.1374 | 34010.1374 | 1.0328 | 0 | 0 | 35124.2686 | 35124.2686 | 35124.2686 | 35124.2686 | 0% | 0 | 0 | 0 | 0 | System growth | 10%
Renewals | d. Distribution and LV lines | Support Structures | 25. HV concrete or steel pole | 1.1 Poles | Poles | 0 | Other | 2022 | 2022 | Simple | 5757000 | 0 | 0 | 5757000 | 5757000 | 1.0321 | 0 | 0 | 5941643.2207 | 5941643.2207 | 5941643.2207 | 5941643.2207 | 0% | 0 | 0 | 0 | 0 | Asset replacement and renewal | 8%
Renewals | d. Distribution and LV lines | Support Structures | 25. HV concrete or steel pole | 1.1 Poles | Poles | 0 | Labour | 2022 | 2022 | Simple | 5757000 | 0 | 0 | 5757000 | 5757000 | 1.0328 | 0 | 0 | 5945592.3991 | 5945592.3991 | 5945592.3991 | 5945592.3991 | 0% | 0 | 0 | 0 | 0 | Asset replacement and renewal | 8%
Renewals | d. Distribution and LV lines | Support Structures | 25. HV concrete or steel pole | 1.2 Crossarms | Crossarms | 0 | Other | 2022 | 2022 | Simple | 3281429.25 | 0 | 0 | 3281429.25 | 3281429.25 | 1.0321 | 0 | 0 | 3386673.9374 | 3386673.9374 | 3386673.9374 | 3386673.9374 | 0% | 0 | 0 | 0 | 0 | Asset replacement and renewal | 8%
Renewals | d. Distribution and LV lines | Support Structures | 25. HV concrete or steel pole | 1.2 Crossarms | Crossarms | 0 | Labour | 2022 | 2022 | Simple | 3281429.25 | 0 | 0 | 3281429.25 | 3281429.25 | 1.0328 | 0 | 0 | 3388924.9274 | 3388924.9274 | 3388924.9274 | 3388924.9274 | 0% | 0 | 0 | 0 | 0 | Asset replacement and renewal | 8%
Renewals | d. Distribution and LV lines | Overhead Conductors | 25. HV concrete or steel pole | 2.2 Distribution Conductor | Distribution Conductor | 0 | Conductor | 2022 | 2022 | Simple | 891480 | 0 | 0 | 891480 | 891480 | 0.97387 | 0 | 0 | 868186.4583 | 868186.4583 | 868186.4583 | 868186.4583 | 0% | 0 | 0 | 0 | 0 | Asset replacement and renewal | 8%
Renewals | d. Distribution and LV lines | Overhead Conductors | 25. HV concrete or steel pole | 2.2 Distribution Conductor | Distribution Conductor | 0 | Labour | 2022 | 2022 | Simple | 3565920 | 0 | 0 | 3565920 | 3565920 | 1.0328 | 0 | 0 | 3682735.2523 | 3682735.2523 | 3682735.2523 | 3682735.2523 | 0% | 0 | 0 | 0 | 0 | Asset replacement and renewal | 8%
Renewals | d. Distribution and LV lines | Overhead Conductors | 25. HV concrete or steel pole | 2.3 Low Voltage Conductor | Distribution Conductor | 0 | Conductor | 2022 | 2022 | Simple | 430920 | 0 | 0 | 430920 | 430920 | 0.97387 | 0 | 0 | 419660.462 | 419660.462 | 419660.462 | 419660.462 | 0% | 0 | 0 | 0 | 0 | Asset replacement and renewal | 8%
Renewals | d. Distribution and LV lines | Overhead Conductors | 25. HV concrete or steel pole | 2.3 Low Voltage Conductor | Distribution Conductor | 0 | Labour | 2022 | 2022 | Simple | 1723680 | 0 | 0 | 1723680 | 1723680 | 1.0328 | 0 | 0 | 1780145.6846 | 1780145.6846 | 1780145.6846 | 1780145.6846 | 0% | 0 | 0 | 0 | 0 | Asset replacement and renewal | 8%
Renewals | g. Distribution switchgear | Distribution Switchgear | 36. Ring Main Unit – 3 Way | 5.1 Ground Mounted Switchgear | Ground Mounted Switchgear | 0 | Switchgear | 2022 | 2022 | Simple | 2354157 | 0 | 0 | 2354157 | 2354157 | 0.96285 | 0 | 0 | 2266692.0063 | 2266692.0063 | 2266692.0063 | 2266692.0063 | 0% | 0 | 0 | 0 | 0 | Asset replacement and renewal | 8%
Renewals | g. Distribution switchgear | Distribution Switchgear | 36. Ring Main Unit – 3 Way | 5.1 Ground Mounted Switchgear | Ground Mounted Switchgear | 0 | Labour | 2022 | 2022 | Simple | 588539.25 | 0 | 0 | 588539.25 | 588539.25 | 1.0328 | 0 | 0 | 607819.0883 | 607819.0883 | 607819.0883 | 607819.0883 | 0% | 0 | 0 | 0 | 0 | Asset replacement and renewal | 8%
Renewals | e. Distribution and LV cables | Distribution Switchgear | 47. Link Pillars | 5.4 Low Voltage Enclosures | Low Voltage Enclosures | 0 | Other | 2022 | 2022 | Simple | 527925 | 0 | 0 | 527925 | 527925 | 1.0321 | 0 | 0 | 544857.0431 | 544857.0431 | 544857.0431 | 544857.0431 | 0% | 0 | 0 | 0 | 0 | Asset replacement and renewal | 8%
Renewals | e. Distribution and LV cables | Distribution Switchgear | 47. Link Pillars | 5.4 Low Voltage Enclosures | Low Voltage Enclosures | 0 | Labour | 2022 | 2022 | Simple | 527925 | 0 | 0 | 527925 | 527925 | 1.0328 | 0 | 0 | 545219.1883 | 545219.1883 | 545219.1883 | 545219.1883 | 0% | 0 | 0 | 0 | 0 | Asset replacement and renewal | 8%
Renewals | e. Distribution and LV cables | Distribution Switchgear | 48. LV Overhead / Underground Customer Service Connections | 5.4 Low Voltage Enclosures | Low Voltage Enclosures | 0 | Other | 2022 | 2022 | Simple | 420000 | 0 | 0 | 420000 | 420000 | 1.0321 | 0 | 0 | 433470.5841 | 433470.5841 | 433470.5841 | 433470.5841 | 0% | 0 | 0 | 0 | 0 | Asset replacement and renewal | 8%
Renewals | e. Distribution and LV cables | Distribution Switchgear | 48. LV Overhead / Underground Customer Service Connections | 5.4 Low Voltage Enclosures | Low Voltage Enclosures | 0 | Labour | 2022 | 2022 | Simple | 420000 | 0 | 0 | 420000 | 420000 | 1.0328 | 0 | 0 | 433758.6951 | 433758.6951 | 433758.6951 | 433758.6951 | 0% | 0 | 0 | 0 | 0 | Asset replacement and renewal | 8%
Renewals | c. Zone substations | Secondary Systems | 19. Circuit/Transformer/Feeder/Bus Section/Coupler Protection & Controls - Digital | 7.1 Protection | Protection | 0 | Other | 2022 | 2022 | Simple | 448400 | 0 | 0 | 448400 | 448400 | 1.0321 | 0 | 0 | 462781.4522 | 462781.4522 | 462781.4522 | 462781.4522 | 0% | 0 | 0 | 0 | 0 | Asset replacement and renewal | 8%
Renewals | c. Zone substations | Secondary Systems | 19. Circuit/Transformer/Feeder/Bus Section/Coupler Protection & Controls - Digital | 7.1 Protection | Protection | 0 | Labour | 2022 | 2022 | Simple | 1793600 | 0 | 0 | 1793600 | 1793600 | 1.0328 | 0 | 0 | 1852356.1798 | 1852356.1798 | 1852356.1798 | 1852356.1798 | 0% | 0 | 0 | 0 | 0 | Asset replacement and renewal | 8%
Non Network Capex | i. Non-network assets | Non-network Assets | 54. Computer hardware | 14 IT | Computer hardware | 0 | Other | 2022 | 2022 | Simple | 232975 | 0 | 0 | 232975 | 232975 | 1.0321 | 0 | 0 | 240447.1651 | 240447.1651 | 240447.1651 | 240447.1651 | 0% | 0 | 0 | 0 | 0 | Non-network CAPEX | 50%
Non Network Capex | i. Non-network assets | Non-network Assets | 55. Computer software | 14 IT | Computer software | 0 | Other | 2022 | 2022 | Simple | 4426525 | 0 | 0 | 4426525 | 4426525 | 1.0321 | 0 | 0 | 4568496.1364 | 4568496.1364 | 4568496.1364 | 4568496.1364 | 0% | 0 | 0 | 0 | 0 | Non-network CAPEX | 50%
Non Network Capex | i. Non-network assets | Non-network Assets | 54. Computer hardware | 14 IT | Computer hardware | 0 | Other | 2022 | 2022 | Simple | 35000 | 0 | 0 | 35000 | 35000 | 1.0321 | 0 | 0 | 36122.5487 | 36122.5487 | 36122.5487 | 36122.5487 | 0% | 0 | 0 | 0 | 0 | Non-network CAPEX | 50%
Non Network Capex | i. Non-network assets | Non-network Assets | 55. Computer software | 14 IT | Computer software | 0 | Other | 2022 | 2022 | Simple | 665000 | 0 | 0 | 665000 | 665000 | 1.0321 | 0 | 0 | 686328.4248 | 686328.4248 | 686328.4248 | 686328.4248 | 0% | 0 | 0 | 0 | 0 | Non-network CAPEX | 50%
Non Network Capex | i. Non-network assets | Non-network Assets | 59. Other non-network | 14 IT | 0 | 14 IT | Other | 2022 | 2022 | Simple | 0 | 0 | 0 | 0 | 0 | 1.0321 | 0 | 0 | 0 | 0 | 0 | 0 | 0% | 0 | 0 | 0 | 0 | Non-network CAPEX
Non Network Capex | i. Non-network assets | Non-network Assets | 57. Plant and equipment | 15 Facilities | 0 | 15 Facilities | Other | 2022 | 2022 | Simple | 0 | 0 | 459350.2946 | 459350.2946 | 459350.2946 | 1.0321 | 474082.9536 | 0 | 0 | 0 | 474082.9536 | 474082.9536 | 0% | 0 | 0 | 0 | 0 | Non-network CAPEX
Renewals | c. Zone substations | Zone Substations | 12. Site Development and Buildings | 4.1 Zone Substations | Buildings and Grounds | 0 | Labour | 2022 | 2022 | Simple | 867825 | 0 | 0 | 867825 | 867825 | 1.0328 | 0 | 0 | 896253.9037 | 896253.9037 | 896253.9037 | 896253.9037 | 0% | 0 | 0 | 0 | 0 | Asset replacement and renewal | 0%
Renewals | c. Zone substations | Zone Substations | 12. Site Development and Buildings | 4.1 Zone Substations | Buildings and Grounds | 0 | Other | 2022 | 2022 | Simple | 867825 | 0 | 0 | 867825 | 867825 | 1.0321 | 0 | 0 | 895658.5944 | 895658.5944 | 895658.5944 | 895658.5944 | 0% | 0 | 0 | 0 | 0 | Asset replacement and renewal | 0%
Renewals | c. Zone substations | Zone Substations | 12. Site Development and Buildings | 4.1 Zone Substations | Buildings and Grounds | 0 | Labour | 2022 | 2022 | Simple | 516372.5 | 0 | 0 | 516372.5 | 516372.5 | 1.0328 | 0 | 0 | 533288.2423 | 533288.2423 | 533288.2423 | 533288.2423 | 0% | 0 | 0 | 0 | 0 | Asset replacement and renewal | 0%
Renewals | c. Zone substations | Zone Substations | 12. Site Development and Buildings | 4.1 Zone Substations | Buildings and Grounds | 0 | Other | 2022 | 2022 | Simple | 516372.5 | 0 | 0 | 516372.5 | 516372.5 | 1.0321 | 0 | 0 | 532934.0219 | 532934.0219 | 532934.0219 | 532934.0219 | 0% | 0 | 0 | 0 | 0 | Asset replacement and renewal | 0%
Renewals | b. Subtransmission cables | Cables | 4. Subtransmission XLPE installed in or after 1985 | 4.1 Zone Substations | Subtransmission Cables | 0 | Labour | 2022 | 2022 | Simple | 9943.08 | 0 | 0 | 9943.08 | 9943.08 | 1.0328 | 0 | 0 | 10268.8033 | 10268.8033 | 10268.8033 | 10268.8033 | 0% | 0 | 0 | 0 | 0 | Asset replacement and renewal | 8%
Renewals | b. Subtransmission cables | Cables | 4. Subtransmission XLPE installed in or after 1985 | 4.1 Zone Substations | Subtransmission Cables | 0 | Cables | 2022 | 2022 | Simple | 4261.32 | 0 | 0 | 4261.32 | 4261.32 | 0.9744 | 0 | 0 | 4152.2186 | 4152.2186 | 4152.2186 | 4152.2186 | 0% | 0 | 0 | 0 | 0 | Asset replacement and renewal | 8%
Renewals | c. Zone substations | Zone Substations | 13. Transformers | 4.1 Zone Substations | Power Transformers | 0 | Labour | 2022 | 2022 | Simple | 834548.4 | 0 | 0 | 834548.4 | 834548.4 | 1.0328 | 0 | 0 | 861887.2023 | 861887.2023 | 861887.2023 | 861887.2023 | 0% | 0 | 0 | 0 | 0 | Asset replacement and renewal | 8%
Renewals | c. Zone substations | Zone Substations | 13. Transformers | 4.1 Zone Substations | Power Transformers | 0 | Transformers | 2022 | 2022 | Simple | 1251822.6 | 0 | 0 | 1251822.6 | 1251822.6 | 0.94851 | 0 | 0 | 1187361.0532 | 1187361.0532 | 1187361.0532 | 1187361.0532 | 0% | 0 | 0 | 0 | 0 | Asset replacement and renewal | 8%
Renewals | c. Zone substations | Zone Substations | 13. Transformers | 4.1 Zone Substations | Power Transformers | 0 | Labour | 2022 | 2022 | Simple | 109432.4 | 0 | 0 | 109432.4 | 109432.4 | 1.0328 | 0 | 0 | 113017.2739 | 113017.2739 | 113017.2739 | 113017.2739 | 0% | 0 | 0 | 0 | 0 | Asset replacement and renewal | 8%
Renewals | c. Zone substations | Zone Substations | 13. Transformers | 4.1 Zone Substations | Power Transformers | 0 | Transformers | 2022 | 2022 | Simple | 164148.6 | 0 | 0 | 164148.6 | 164148.6 | 0.94851 | 0 | 0 | 155695.9066 | 155695.9066 | 155695.9066 | 155695.9066 | 0% | 0 | 0 | 0 | 0 | Asset replacement and renewal | 8%
Renewals | c. Zone substations | Zone Substations | 14. 66/50/33/22/11 kV Indoor Switchgear Cubicle | 4.1 Zone Substations | Indoor Switchgear | 0 | Labour | 2022 | 2022 | Simple | 359100 | 0 | 0 | 359100 | 359100 | 1.0328 | 0 | 0 | 370863.6843 | 370863.6843 | 370863.6843 | 370863.6843 | 0% | 0 | 0 | 0 | 0 | Asset replacement and renewal | 8%
Renewals | c. Zone substations | Zone Substations | 14. 66/50/33/22/11 kV Indoor Switchgear Cubicle | 4.1 Zone Substations | Indoor Switchgear | 0 | Switchgear | 2022 | 2022 | Simple | 538650 | 0 | 0 | 538650 | 538650 | 0.96285 | 0 | 0 | 518637.308 | 518637.308 | 518637.308 | 518637.308 | 0% | 0 | 0 | 0 | 0 | Asset replacement and renewal | 8%
Renewals | c. Zone substations | Zone Substations | 14. 66/50/33/22/11 kV Indoor Switchgear Cubicle | 4.1 Zone Substations | Indoor Switchgear | 0 | Labour | 2022 | 2022 | Simple | 549024 | 0 | 0 | 549024 | 549024 | 1.0328 | 0 | 0 | 567009.3662 | 567009.3662 | 567009.3662 | 567009.3662 | 0% | 0 | 0 | 0 | 0 | Asset replacement and renewal | 8%
Renewals | c. Zone substations | Zone Substations | 14. 66/50/33/22/11 kV Indoor Switchgear Cubicle | 4.1 Zone Substations | Indoor Switchgear | 0 | Switchgear | 2022 | 2022 | Simple | 823536 | 0 | 0 | 823536 | 823536 | 0.96285 | 0 | 0 | 792938.8176 | 792938.8176 | 792938.8176 | 792938.8176 | 0% | 0 | 0 | 0 | 0 | Asset replacement and renewal | 8%
Renewals | g. Distribution switchgear | Distribution Switchgear | 36. Ring Main Unit – 3 Way | 4.1 Zone Substations | Ground Mounted Switchgear | 0 | Labour | 2022 | 2022 | Simple | 9975 | 0 | 0 | 9975 | 9975 | 1.0328 | 0 | 0 | 10301.769 | 10301.769 | 10301.769 | 10301.769 | 0% | 0 | 0 | 0 | 0 | Asset replacement and renewal | 8%
Renewals | g. Distribution switchgear | Distribution Switchgear | 36. Ring Main Unit – 3 Way | 4.1 Zone Substations | Ground Mounted Switchgear | 0 | Switchgear | 2022 | 2022 | Simple | 39900 | 0 | 0 | 39900 | 39900 | 0.96285 | 0 | 0 | 38417.5784 | 38417.5784 | 38417.5784 | 38417.5784 | 0% | 0 | 0 | 0 | 0 | Asset replacement and renewal | 8%
Renewals | c. Zone substations | Secondary Systems | 23. DC Supplies, Batteries and Inverters | 4.1 Zone Substations | DC Systems | 0 | Labour | 2022 | 2022 | Simple | 62562.6414 | 0 | 0 | 62562.6414 | 62562.6414 | 1.0328 | 0 | 0 | 64612.1183 | 64612.1183 | 64612.1183 | 64612.1183 | 0% | 0 | 0 | 0 | 0 | Asset replacement and renewal | 8%
Renewals | c. Zone substations | Secondary Systems | 23. DC Supplies, Batteries and Inverters | 4.1 Zone Substations | DC Systems | 0 | Other | 2022 | 2022 | Simple | 15640.6603 | 0 | 0 | 15640.6603 | 15640.6603 | 1.0321 | 0 | 0 | 16142.3004 | 16142.3004 | 16142.3004 | 16142.3004 | 0% | 0 | 0 | 0 | 0 | Asset replacement and renewal | 8%
Renewals | c. Zone substations | Zone Substations | 17. Outdoor Switchgear | 4.1 Zone Substations | Outdoor Switchgear | 0 | Labour | 2022 | 2022 | Simple | 5586 | 0 | 0 | 5586 | 5586 | 1.0328 | 0 | 0 | 5768.9906 | 5768.9906 | 5768.9906 | 5768.9906 | 0% | 0 | 0 | 0 | 0 | Asset replacement and renewal | 8%
Renewals | c. Zone substations | Zone Substations | 17. Outdoor Switchgear | 4.1 Zone Substations | Outdoor Switchgear | 0 | Switchgear | 2022 | 2022 | Simple | 22344 | 0 | 0 | 22344 | 22344 | 0.96285 | 0 | 0 | 21513.8439 | 21513.8439 | 21513.8439 | 21513.8439 | 0% | 0 | 0 | 0 | 0 | Asset replacement and renewal | 8%
Renewals | c. Zone substations | Secondary Systems | 19. Circuit/Transformer/Feeder/Bus Section/Coupler Protection & Controls - Digital | 4.1 Zone Substations | Protection | 0 | Labour | 2022 | 2022 | Simple | 304250.8 | 0 | 0 | 304250.8 | 304250.8 | 1.0328 | 0 | 0 | 314217.6904 | 314217.6904 | 314217.6904 | 314217.6904 | 0% | 0 | 0 | 0 | 0 | Asset replacement and renewal | 8%
Renewals | c. Zone substations | Secondary Systems | 19. Circuit/Transformer/Feeder/Bus Section/Coupler Protection & Controls - Digital | 4.1 Zone Substations | Protection | 0 | Other | 2022 | 2022 | Simple | 76062.7 | 0 | 0 | 76062.7 | 76062.7 | 1.0321 | 0 | 0 | 78502.2452 | 78502.2452 | 78502.2452 | 78502.2452 | 0% | 0 | 0 | 0 | 0 | Asset replacement and renewal | 8%
Renewals | f. Distribution substations and transformers | Distribution Transformers | 39. Ground Mounted, 22/0 | 4.1 Zone Substations | Ground Mounted Distribution Transformers | 0 | Labour | 2022 | 2022 | Simple | 7235.2 | 0 | 0 | 7235.2 | 7235.2 | 1.0328 | 0 | 0 | 7472.2165 | 7472.2165 | 7472.2165 | 7472.2165 | 0% | 0 | 0 | 0 | 0 | Asset replacement and renewal | 8%
Renewals | f. Distribution substations and transformers | Distribution Transformers | 39. Ground Mounted, 22/0 | 4.1 Zone Substations | Ground Mounted Distribution Transformers | 0 | Transformers | 2022 | 2022 | Simple | 28940.8 | 0 | 0 | 28940.8 | 28940.8 | 0.94851 | 0 | 0 | 27450.518 | 27450.518 | 27450.518 | 27450.518 | 0% | 0 | 0 | 0 | 0 | Asset replacement and renewal | 8%
Renewals | c. Zone substations | Zone Substations | 22. Ripple Injection Plant | 4.1 Zone Substations | Ancillary Zone Substation equipment | 0 | Labour | 2022 | 2022 | Simple | 26600 | 0 | 0 | 26600 | 26600 | 1.0328 | 0 | 0 | 27471.384 | 27471.384 | 27471.384 | 27471.384 | 0% | 0 | 0 | 0 | 0 | Asset replacement and renewal | 8%
Renewals | c. Zone substations | Zone Substations | 22. Ripple Injection Plant | 4.1 Zone Substations | Ancillary Zone Substation equipment | 0 | Other | 2022 | 2022 | Simple | 39900 | 0 | 0 | 39900 | 39900 | 1.0321 | 0 | 0 | 41179.7055 | 41179.7055 | 41179.7055 | 41179.7055 | 0% | 0 | 0 | 0 | 0 | Asset replacement and renewal | 8%
Renewals | e. Distribution and LV cables | Cables | 29. HV XLPE installed in or after 1985 | 4.1 Zone Substations | Distribution Cables | 0 | Labour | 2022 | 2022 | Simple | 16702.14 | 0 | 0 | 16702.14 | 16702.14 | 1.0328 | 0 | 0 | 17249.282 | 17249.282 | 17249.282 | 17249.282 | 0% | 0 | 0 | 0 | 0 | Asset replacement and renewal | 8%
Renewals | e. Distribution and LV cables | Cables | 29. HV XLPE installed in or after 1985 | 4.1 Zone Substations | Distribution Cables | 0 | Cables | 2022 | 2022 | Simple | 7158.06 | 0 | 0 | 7158.06 | 7158.06 | 0.9744 | 0 | 0 | 6974.7941 | 6974.7941 | 6974.7941 | 6974.7941 | 0% | 0 | 0 | 0 | 0 | Asset replacement and renewal | 8%
Renewals | h. Other network assets | Secondary Systems | 50. SCADA and Comms (Central Facilities and / or wider Network Communications Equipment) | 4.1 Zone Substations | Remote Terminal Units | 0 | Labour | 2022 | 2022 | Simple | 78204 | 0 | 0 | 78204 | 78204 | 1.0328 | 0 | 0 | 80765.869 | 80765.869 | 80765.869 | 80765.869 | 0% | 0 | 0 | 0 | 0 | Asset replacement and renewal | 10%
Renewals | h. Other network assets | Secondary Systems | 50. SCADA and Comms (Central Facilities and / or wider Network Communications Equipment) | 4.1 Zone Substations | Remote Terminal Units | 0 | Other | 2022 | 2022 | Simple | 19551 | 0 | 0 | 19551 | 19551 | 1.0321 | 0 | 0 | 20178.0557 | 20178.0557 | 20178.0557 | 20178.0557 | 0% | 0 | 0 | 0 | 0 | Asset replacement and renewal | 10%
Renewals | c. Zone substations | Secondary Systems | 23. DC Supplies, Batteries and Inverters | 4.1 Zone Substations | DC Systems | 0 | Labour | 2022 | 2022 | Simple | 62562.6414 | 0 | 0 | 62562.6414 | 62562.6414 | 1.0328 | 0 | 0 | 64612.1183 | 64612.1183 | 64612.1183 | 64612.1183 | 0% | 0 | 0 | 0 | 0 | Asset replacement and renewal | 8%
Renewals | c. Zone substations | Secondary Systems | 23. DC Supplies, Batteries and Inverters | 4.1 Zone Substations | DC Systems | 0 | Other | 2022 | 2022 | Simple | 15640.6603 | 0 | 0 | 15640.6603 | 15640.6603 | 1.0321 | 0 | 0 | 16142.3004 | 16142.3004 | 16142.3004 | 16142.3004 | 0% | 0 | 0 | 0 | 0 | Asset replacement and renewal | 8%
Renewals | e. Distribution and LV cables | Cables | 29. HV XLPE installed in or after 1985 | 4.1 Zone Substations | Distribution Cables | 0 | Labour | 2022 | 2022 | Simple | 74029.6287 | 0 | 0 | 74029.6287 | 74029.6287 | 1.0328 | 0 | 0 | 76454.7504 | 76454.7504 | 76454.7504 | 76454.7504 | 0% | 0 | 0 | 0 | 0 | Asset replacement and renewal | 8%
Renewals | e. Distribution and LV cables | Cables | 29. HV XLPE installed in or after 1985 | 4.1 Zone Substations | Distribution Cables | 0 | Cables | 2022 | 2022 | Simple | 31726.9837 | 0 | 0 | 31726.9837 | 31726.9837 | 0.9744 | 0 | 0 | 30914.6863 | 30914.6863 | 30914.6863 | 30914.6863 | 0% | 0 | 0 | 0 | 0 | Asset replacement and renewal | 8%
Renewals | g. Distribution switchgear | Distribution Switchgear | 36. Ring Main Unit – 3 Way | 4.1 Zone Substations | Ground Mounted Switchgear | 0 | Labour | 2022 | 2022 | Simple | 19950 | 0 | 0 | 19950 | 19950 | 1.0328 | 0 | 0 | 20603.538 | 20603.538 | 20603.538 | 20603.538 | 0% | 0 | 0 | 0 | 0 | Asset replacement and renewal | 8%
Renewals | g. Distribution switchgear | Distribution Switchgear | 36. Ring Main Unit – 3 Way | 4.1 Zone Substations | Ground Mounted Switchgear | 0 | Switchgear | 2022 | 2022 | Simple | 79800 | 0 | 0 | 79800 | 79800 | 0.96285 | 0 | 0 | 76835.1567 | 76835.1567 | 76835.1567 | 76835.1567 | 0% | 0 | 0 | 0 | 0 | Asset replacement and renewal | 8%
Renewals | f. Distribution substations and transformers | Distribution Transformers | 39. Ground Mounted, 22/0 | 4.1 Zone Substations | Ground Mounted Distribution Transformers | 0 | Labour | 2022 | 2022 | Simple | 12129.6 | 0 | 0 | 12129.6 | 12129.6 | 1.0328 | 0 | 0 | 12526.9511 | 12526.9511 | 12526.9511 | 12526.9511 | 0% | 0 | 0 | 0 | 0 | Asset replacement and renewal | 8%
Renewals | f. Distribution substations and transformers | Distribution Transformers | 39. Ground Mounted, 22/0 | 4.1 Zone Substations | Ground Mounted Distribution Transformers | 0 | Transformers | 2022 | 2022 | Simple | 48518.4 | 0 | 0 | 48518.4 | 48518.4 | 0.94851 | 0 | 0 | 46019.986 | 46019.986 | 46019.986 | 46019.986 | 0% | 0 | 0 | 0 | 0 | Asset replacement and renewal | 8%
Renewals | b. Subtransmission cables | Cables | 4. Subtransmission XLPE installed in or after 1985 | 4.1 Zone Substations | Subtransmission Cables | 0 | Labour | 2022 | 2022 | Simple | 71919.75 | 0 | 0 | 71919.75 | 71919.75 | 1.0328 | 0 | 0 | 74275.7546 | 74275.7546 | 74275.7546 | 74275.7546 | 0% | 0 | 0 | 0 | 0 | Asset replacement and renewal | 8%
Renewals | b. Subtransmission cables | Cables | 4. Subtransmission XLPE installed in or after 1985 | 4.1 Zone Substations | Subtransmission Cables | 0 | Cables | 2022 | 2022 | Simple | 30822.75 | 0 | 0 | 30822.75 | 30822.75 | 0.9744 | 0 | 0 | 30033.6034 | 30033.6034 | 30033.6034 | 30033.6034 | 0% | 0 | 0 | 0 | 0 | Asset replacement and renewal | 8%
Renewals | h. Other network assets | Secondary Systems | 50. SCADA and Comms (Central Facilities and / or wider Network Communications Equipment) | 4.1 Zone Substations | Remote Terminal Units | 0 | Labour | 2022 | 2022 | Simple | 78204 | 0 | 0 | 78204 | 78204 | 1.0328 | 0 | 0 | 80765.869 | 80765.869 | 80765.869 | 80765.869 | 0% | 0 | 0 | 0 | 0 | Asset replacement and renewal | 10%
Renewals | h. Other network assets | Secondary Systems | 50. SCADA and Comms (Central Facilities and / or wider Network Communications Equipment) | 4.1 Zone Substations | Remote Terminal Units | 0 | Other | 2022 | 2022 | Simple | 19551 | 0 | 0 | 19551 | 19551 | 1.0321 | 0 | 0 | 20178.0557 | 20178.0557 | 20178.0557 | 20178.0557 | 0% | 0 | 0 | 0 | 0 | Asset replacement and renewal | 10%
Renewals | c. Zone substations | Zone Substations | 16. 66/50/33/22/11 kV Outdoor Circuit Breakers | 4.1 Zone Substations | Outdoor Switchgear | 0 | Labour | 2022 | 2023 | Complex | 67032 | 0 | 0 | 67032 | 67032 | 1.0328 | 0 | 0 | 69227.8877 | 69227.8877 | 69227.8877 | 69227.8877 | 3.557% | 2384.124 | 2462.225 | 71690.1128 | 71690.1128 | Asset replacement and renewal | 8%
Renewals | c. Zone substations | Zone Substations | 16. 66/50/33/22/11 kV Outdoor Circuit Breakers | 4.1 Zone Substations | Outdoor Switchgear | 0 | Switchgear | 2022 | 2023 | Complex | 268128 | 0 | 0 | 268128 | 268128 | 0.96285 | 0 | 0 | 258166.1267 | 258166.1267 | 258166.1267 | 258166.1267 | 3.557% | 9536.496 | 9182.1825 | 267348.3091 | 267348.3091 | Asset replacement and renewal | 8%
Renewals | c. Zone substations | Zone Substations | 17. Outdoor Switchgear | 4.1 Zone Substations | Outdoor Switchgear | 0 | Labour | 2022 | 2023 | Complex | 12654 | 0 | 0 | 12654 | 12654 | 1.0328 | 0 | 0 | 13068.5298 | 13068.5298 | 13068.5298 | 13068.5298 | 3.557% | 450.0642 | 464.8078 | 13533.3376 | 13533.3376 | Asset replacement and renewal | 8%
Renewals | c. Zone substations | Zone Substations | 17. Outdoor Switchgear | 4.1 Zone Substations | Outdoor Switchgear | 0 | Switchgear | 2022 | 2023 | Complex | 50616 | 0 | 0 | 50616 | 50616 | 0.96285 | 0 | 0 | 48735.4423 | 48735.4423 | 48735.4423 | 48735.4423 | 3.557% | 1800.2569 | 1733.3712 | 50468.8135 | 50468.8135 | Asset replacement and renewal | 8%
Renewals | c. Zone substations | Secondary Systems | 19. Circuit/Transformer/Feeder/Bus Section/Coupler Protection & Controls - Digital | 4.1 Zone Substations | Protection | 0 | Labour | 2022 | 2023 | Complex | 164160 | 0 | 0 | 164160 | 164160 | 1.0328 | 0 | 0 | 169537.6843 | 169537.6843 | 169537.6843 | 169537.6843 | 3.557% | 5838.671 | 6029.9388 | 175567.6231 | 175567.6231 | Asset replacement and renewal | 8%
Renewals | c. Zone substations | Secondary Systems | 19. Circuit/Transformer/Feeder/Bus Section/Coupler Protection & Controls - Digital | 4.1 Zone Substations | Protection | 0 | Other | 2022 | 2023 | Complex | 41040 | 0 | 0 | 41040 | 41040 | 1.0321 | 0 | 0 | 42356.2685 | 42356.2685 | 42356.2685 | 42356.2685 | 3.557% | 1459.6677 | 1506.4834 | 43862.7519 | 43862.7519 | Asset replacement and renewal | 8%
Renewals | c. Zone substations | Zone Substations | 16. 66/50/33/22/11 kV Outdoor Circuit Breakers | 4.1 Zone Substations | Outdoor Switchgear | 0 | Labour | 2022 | 2023 | Complex | 47880 | 0 | 0 | 47880 | 47880 | 1.0328 | 0 | 0 | 49448.4912 | 49448.4912 | 49448.4912 | 49448.4912 | 3.557% | 1702.9457 | 1758.7322 | 51207.2234 | 51207.2234 | Asset replacement and renewal | 8%
Renewals | c. Zone substations | Zone Substations | 16. 66/50/33/22/11 kV Outdoor Circuit Breakers | 4.1 Zone Substations | Outdoor Switchgear | 0 | Switchgear | 2022 | 2023 | Complex | 191520 | 0 | 0 | 191520 | 191520 | 0.96285 | 0 | 0 | 184404.3762 | 184404.3762 | 184404.3762 | 184404.3762 | 3.557% | 6811.7828 | 6558.7018 | 190963.078 | 190963.078 | Asset replacement and renewal | 8%
Renewals | c. Zone substations | Zone Substations | 17. Outdoor Switchgear | 4.1 Zone Substations | Outdoor Switchgear | 0 | Labour | 2022 | 2023 | Complex | 59052 | 0 | 0 | 59052 | 59052 | 1.0328 | 0 | 0 | 60986.4725 | 60986.4725 | 60986.4725 | 60986.4725 | 3.557% | 2100.2997 | 2169.103 | 63155.5755 | 63155.5755 | Asset replacement and renewal | 8%
Renewals | c. Zone substations | Zone Substations | 17. Outdoor Switchgear | 4.1 Zone Substations | Outdoor Switchgear | 0 | Switchgear | 2022 | 2023 | Complex | 236208 | 0 | 0 | 236208 | 236208 | 0.96285 | 0 | 0 | 227432.064 | 227432.064 | 227432.064 | 227432.064 | 3.557% | 8401.1988 | 8089.0655 | 235521.1295 | 235521.1295 | Asset replacement and renewal | 8%
Renewals | c. Zone substations | Secondary Systems | 19. Circuit/Transformer/Feeder/Bus Section/Coupler Protection & Controls - Digital | 4.1 Zone Substations | Protection | 0 | Labour | 2022 | 2023 | Complex | 91200 | 0 | 0 | 91200 | 91200 | 1.0328 | 0 | 0 | 94187.6024 | 94187.6024 | 94187.6024 | 94187.6024 | 3.557% | 3243.7061 | 3349.966 | 97537.5684 | 97537.5684 | Asset replacement and renewal | 8%
Renewals | c. Zone substations | Secondary Systems | 19. Circuit/Transformer/Feeder/Bus Section/Coupler Protection & Controls - Digital | 4.1 Zone Substations | Protection | 0 | Other | 2022 | 2023 | Complex | 22800 | 0 | 0 | 22800 | 22800 | 1.0321 | 0 | 0 | 23531.2603 | 23531.2603 | 23531.2603 | 23531.2603 | 3.557% | 810.9265 | 836.9352 | 24368.1955 | 24368.1955 | Asset replacement and renewal | 8%
Growth | c. Zone substations | Zone Substations | 13. Transformers | 8.3 Omakau New Zone Substation | Power Transformers | 0 | Transformers | 2022 | 2024 | Complex | 24880.9444 | 0 | 0 | 24880.9444 | 24880.9444 | 0.94851 | 0 | 0 | 23599.7212 | 23599.7212 | 23599.7212 | 23599.7212 | 7.24% | 1801.3534 | 1708.5942 | 25308.3154 | 25308.3154 | System growth | 8%
Growth | c. Zone substations | Zone Substations | 13. Transformers | 8.3 Omakau New Zone Substation | Power Transformers | 0 | Labour | 2022 | 2024 | Complex | 16587.2963 | 0 | 0 | 16587.2963 | 16587.2963 | 1.0328 | 0 | 0 | 17130.6762 | 17130.6762 | 17130.6762 | 17130.6762 | 7.24% | 1200.9022 | 1240.2424 | 18370.9185 | 18370.9185 | System growth | 8%
Growth | c. Zone substations | Zone Substations | 17. Outdoor Switchgear | 8.3 Omakau New Zone Substation | Outdoor Switchgear | 0 | Switchgear | 2022 | 2024 | Complex | 159238.0444 | 0 | 0 | 159238.0444 | 159238.0444 | 0.96285 | 0 | 0 | 153321.8058 | 153321.8058 | 153321.8058 | 153321.8058 | 7.24% | 11528.6615 | 11100.3322 | 164422.1381 | 164422.1381 | System growth | 8%
Growth | c. Zone substations | Zone Substations | 17. Outdoor Switchgear | 8.3 Omakau New Zone Substation | Outdoor Switchgear | 0 | Labour | 2022 | 2024 | Complex | 39809.5111 | 0 | 0 | 39809.5111 | 39809.5111 | 1.0328 | 0 | 0 | 41113.6228 | 41113.6228 | 41113.6228 | 41113.6228 | 7.24% | 2882.1654 | 2976.5816 | 44090.2045 | 44090.2045 | System growth | 8%
Growth | c. Zone substations | Zone Substations | 12. Site Development and Buildings | 8.3 Omakau New Zone Substation | Buildings and Grounds | 0 | Other | 2022 | 2024 | Complex | 228075.3241 | 0 | 0 | 228075.3241 | 228075.3241 | 1.0321 | 0 | 0 | 235390.3427 | 235390.3427 | 235390.3427 | 235390.3427 | 7.24% | 16512.4058 | 17042.0052 | 252432.3479 | 252432.3479 | System growth | 0%
Growth | c. Zone substations | Zone Substations | 12. Site Development and Buildings | 8.3 Omakau New Zone Substation | Buildings and Grounds | 0 | Labour | 2022 | 2024 | Complex | 228075.3241 | 0 | 0 | 228075.3241 | 228075.3241 | 1.0328 | 0 | 0 | 235546.7975 | 235546.7975 | 235546.7975 | 235546.7975 | 7.24% | 16512.4058 | 17053.3323 | 252600.1298 | 252600.1298 | System growth | 0%
Growth | c. Zone substations | Secondary Systems | 19. Circuit/Transformer/Feeder/Bus Section/Coupler Protection & Controls - Digital | 8.3 Omakau New Zone Substation | Protection | 0 | Other | 2022 | 2024 | Complex | 14928.5667 | 0 | 0 | 14928.5667 | 14928.5667 | 1.0321 | 0 | 0 | 15407.3679 | 15407.3679 | 15407.3679 | 15407.3679 | 7.24% | 1080.812 | 1115.4767 | 16522.8446 | 16522.8446 | System growth | 8%
Growth | c. Zone substations | Secondary Systems | 19. Circuit/Transformer/Feeder/Bus Section/Coupler Protection & Controls - Digital | 8.3 Omakau New Zone Substation | Protection | 0 | Labour | 2022 | 2024 | Complex | 59714.2667 | 0 | 0 | 59714.2667 | 59714.2667 | 1.0328 | 0 | 0 | 61670.4343 | 61670.4343 | 61670.4343 | 61670.4343 | 7.24% | 4323.2481 | 4464.8725 | 66135.3067 | 66135.3067 | System growth | 8%
Growth | c. Zone substations | Secondary Systems | 23. DC Supplies, Batteries and Inverters | 8.3 Omakau New Zone Substation | DC Systems | 0 | Other | 2022 | 2024 | Complex | 9288.8859 | 0 | 0 | 9288.8859 | 9288.8859 | 1.0321 | 0 | 0 | 9586.8067 | 9586.8067 | 9586.8067 | 9586.8067 | 7.24% | 672.5053 | 694.0744 | 10280.8811 | 10280.8811 | System growth | 8%
Growth | c. Zone substations | Secondary Systems | 23. DC Supplies, Batteries and Inverters | 8.3 Omakau New Zone Substation | DC Systems | 0 | Labour | 2022 | 2024 | Complex | 37155.5437 | 0 | 0 | 37155.5437 | 37155.5437 | 1.0328 | 0 | 0 | 38372.7146 | 38372.7146 | 38372.7146 | 38372.7146 | 7.24% | 2690.021 | 2778.1429 | 41150.8575 | 41150.8575 | System growth | 8%
Growth | h. Other network assets | Secondary Systems | 50. SCADA and Comms (Central Facilities and / or wider Network Communications Equipment) | 8.3 Omakau New Zone Substation | Remote Terminal Units | 0 | Other | 2022 | 2024 | Complex | 6634.9185 | 0 | 0 | 6634.9185 | 6634.9185 | 1.0321 | 0 | 0 | 6847.7191 | 6847.7191 | 6847.7191 | 6847.7191 | 7.24% | 480.3609 | 495.7674 | 7343.4865 | 7343.4865 | System growth | 10%
Growth | h. Other network assets | Secondary Systems | 50. SCADA and Comms (Central Facilities and / or wider Network Communications Equipment) | 8.3 Omakau New Zone Substation | Remote Terminal Units | 0 | Labour | 2022 | 2024 | Complex | 26539.6741 | 0 | 0 | 26539.6741 | 26539.6741 | 1.0328 | 0 | 0 | 27409.0819 | 27409.0819 | 27409.0819 | 27409.0819 | 7.24% | 1921.4436 | 1984.3878 | 29393.4697 | 29393.4697 | System growth | 10%
Other Network Capex | a. Subtransmission lines | Support Structures | 1. Subtransmission concrete or steel pole | 11 Asset relocations (net) | Poles | 0 | Other | 2023 | 2023 | Simple | 6202.5246 | 9303.7868 | 0 | 6202.5246 | 15506.3114 | 1.049 | 0 | 9759.2273 | 6506.1515 | 16265.3788 | 6506.1515 | 16265.3788 | 0% | 0 | 0 | 0 | 0 | Asset relocations and undergrounding | 8%
Other Network Capex | a. Subtransmission lines | Support Structures | 1. Subtransmission concrete or steel pole | 11 Asset relocations (net) | Poles | 0 | Labour | 2023 | 2023 | Simple | 6202.5246 | 9303.7868 | 0 | 6202.5246 | 15506.3114 | 1.0578 | 0 | 9841.1151 | 6560.7434 | 16401.8585 | 6560.7434 | 16401.8585 | 0% | 0 | 0 | 0 | 0 | Asset relocations and undergrounding | 8%
Other Network Capex | a. Subtransmission lines | Support Structures | 2. Subtransmission wood pole | 11 Asset relocations (net) | Poles | 0 | Other | 2023 | 2023 | Simple | 6202.5246 | 9303.7868 | 0 | 6202.5246 | 15506.3114 | 1.049 | 0 | 9759.2273 | 6506.1515 | 16265.3788 | 6506.1515 | 16265.3788 | 0% | 0 | 0 | 0 | 0 | Asset relocations and undergrounding | 10%
Other Network Capex | a. Subtransmission lines | Support Structures | 2. Subtransmission wood pole | 11 Asset relocations (net) | Poles | 0 | Labour | 2023 | 2023 | Simple | 6202.5246 | 9303.7868 | 0 | 6202.5246 | 15506.3114 | 1.0578 | 0 | 9841.1151 | 6560.7434 | 16401.8585 | 6560.7434 | 16401.8585 | 0% | 0 | 0 | 0 | 0 | Asset relocations and undergrounding | 10%
Other Network Capex | d. Distribution and LV lines | Support Structures | 25. HV concrete or steel pole | 11 Asset relocations (net) | Poles | 0 | Other | 2023 | 2023 | Simple | 24810.0982 | 37215.1473 | 0 | 24810.0982 | 62025.2456 | 1.049 | 0 | 39036.9092 | 26024.6061 | 65061.5153 | 26024.6061 | 65061.5153 | 0% | 0 | 0 | 0 | 0 | Asset relocations and undergrounding | 8%
Other Network Capex | d. Distribution and LV lines | Support Structures | 25. HV concrete or steel pole | 11 Asset relocations (net) | Poles | 0 | Labour | 2023 | 2023 | Simple | 24810.0982 | 37215.1473 | 0 | 24810.0982 | 62025.2456 | 1.0578 | 0 | 39364.4604 | 26242.9736 | 65607.434 | 26242.9736 | 65607.434 | 0% | 0 | 0 | 0 | 0 | Asset relocations and undergrounding | 8%
Other Network Capex | d. Distribution and LV lines | Support Structures | 26. HV wood pole | 11 Asset relocations (net) | Poles | 0 | Other | 2023 | 2023 | Simple | 24810.0982 | 37215.1473 | 0 | 24810.0982 | 62025.2456 | 1.049 | 0 | 39036.9092 | 26024.6061 | 65061.5153 | 26024.6061 | 65061.5153 | 0% | 0 | 0 | 0 | 0 | Asset relocations and undergrounding | 10%
Other Network Capex | d. Distribution and LV lines | Support Structures | 26. HV wood pole | 11 Asset relocations (net) | Poles | 0 | Labour | 2023 | 2023 | Simple | 24810.0982 | 37215.1473 | 0 | 24810.0982 | 62025.2456 | 1.0578 | 0 | 39364.4604 | 26242.9736 | 65607.434 | 26242.9736 | 65607.434 | 0% | 0 | 0 | 0 | 0 | Asset relocations and undergrounding | 10%
Other Network Capex | d. Distribution and LV lines | Support Structures | 41. LV Concrete pole | 11 Asset relocations (net) | Poles | 0 | Other | 2023 | 2023 | Simple | 1127.7317 | 1691.5976 | 0 | 1127.7317 | 2819.3293 | 1.049 | 0 | 1774.405 | 1182.9366 | 2957.3416 | 1182.9366 | 2957.3416 | 0% | 0 | 0 | 0 | 0 | Asset relocations and undergrounding | 8%
Other Network Capex | d. Distribution and LV lines | Support Structures | 41. LV Concrete pole | 11 Asset relocations (net) | Poles | 0 | Labour | 2023 | 2023 | Simple | 1127.7317 | 1691.5976 | 0 | 1127.7317 | 2819.3293 | 1.0578 | 0 | 1789.2937 | 1192.8624 | 2982.1561 | 1192.8624 | 2982.1561 | 0% | 0 | 0 | 0 | 0 | Asset relocations and undergrounding | 8%
Other Network Capex | d. Distribution and LV lines | Support Structures | 42. LV Wood pole | 11 Asset relocations (net) | Poles | 0 | Other | 2023 | 2023 | Simple | 1127.7317 | 1691.5976 | 0 | 1127.7317 | 2819.3293 | 1.049 | 0 | 1774.405 | 1182.9366 | 2957.3416 | 1182.9366 | 2957.3416 | 0% | 0 | 0 | 0 | 0 | Asset relocations and undergrounding | 10%
Other Network Capex | d. Distribution and LV lines | Support Structures | 42. LV Wood pole | 11 Asset relocations (net) | Poles | 0 | Labour | 2023 | 2023 | Simple | 1127.7317 | 1691.5976 | 0 | 1127.7317 | 2819.3293 | 1.0578 | 0 | 1789.2937 | 1192.8624 | 2982.1561 | 1192.8624 | 2982.1561 | 0% | 0 | 0 | 0 | 0 | Asset relocations and undergrounding | 10%
Other Network Capex | a. Subtransmission lines | Support Structures | 1. Subtransmission concrete or steel pole | 11 Asset relocations (net) | Crossarms | 0 | Other | 2023 | 2023 | Simple | 1691.5976 | 2537.3964 | 0 | 1691.5976 | 4228.994 | 1.049 | 0 | 2661.6074 | 1774.405 | 4436.0124 | 1774.405 | 4436.0124 | 0% | 0 | 0 | 0 | 0 | Asset relocations and undergrounding | 8%
Other Network Capex | a. Subtransmission lines | Support Structures | 1. Subtransmission concrete or steel pole | 11 Asset relocations (net) | Crossarms | 0 | Labour | 2023 | 2023 | Simple | 1691.5976 | 2537.3964 | 0 | 1691.5976 | 4228.994 | 1.0578 | 0 | 2683.9405 | 1789.2937 | 4473.2341 | 1789.2937 | 4473.2341 | 0% | 0 | 0 | 0 | 0 | Asset relocations and undergrounding | 8%
Other Network Capex | a. Subtransmission lines | Support Structures | 2. Subtransmission wood pole | 11 Asset relocations (net) | Crossarms | 0 | Other | 2023 | 2023 | Simple | 1691.5976 | 2537.3964 | 0 | 1691.5976 | 4228.994 | 1.049 | 0 | 2661.6074 | 1774.405 | 4436.0124 | 1774.405 | 4436.0124 | 0% | 0 | 0 | 0 | 0 | Asset relocations and undergrounding | 10%
Other Network Capex | a. Subtransmission lines | Support Structures | 2. Subtransmission wood pole | 11 Asset relocations (net) | Crossarms | 0 | Labour | 2023 | 2023 | Simple | 1691.5976 | 2537.3964 | 0 | 1691.5976 | 4228.994 | 1.0578 | 0 | 2683.9405 | 1789.2937 | 4473.2341 | 1789.2937 | 4473.2341 | 0% | 0 | 0 | 0 | 0 | Asset relocations and undergrounding | 10%
Other Network Capex | d. Distribution and LV lines | Support Structures | 25. HV concrete or steel pole | 11 Asset relocations (net) | Crossarms | 0 | Other | 2023 | 2023 | Simple | 11277.3174 | 16915.9761 | 0 | 11277.3174 | 28193.2934 | 1.049 | 0 | 17744.0496 | 11829.3664 | 29573.416 | 11829.3664 | 29573.416 | 0% | 0 | 0 | 0 | 0 | Asset relocations and undergrounding | 8%
Other Network Capex | d. Distribution and LV lines | Support Structures | 25. HV concrete or steel pole | 11 Asset relocations (net) | Crossarms | 0 | Labour | 2023 | 2023 | Simple | 11277.3174 | 16915.9761 | 0 | 11277.3174 | 28193.2934 | 1.0578 | 0 | 17892.9366 | 11928.6244 | 29821.5609 | 11928.6244 | 29821.5609 | 0% | 0 | 0 | 0 | 0 | Asset relocations and undergrounding | 8%
Other Network Capex | d. Distribution and LV lines | Support Structures | 26. HV wood pole | 11 Asset relocations (net) | Crossarms | 0 | Other | 2023 | 2023 | Simple | 11277.3174 | 16915.9761 | 0 | 11277.3174 | 28193.2934 | 1.049 | 0 | 17744.0496 | 11829.3664 | 29573.416 | 11829.3664 | 29573.416 | 0% | 0 | 0 | 0 | 0 | Asset relocations and undergrounding | 10%
Other Network Capex | d. Distribution and LV lines | Support Structures | 26. HV wood pole | 11 Asset relocations (net) | Crossarms | 0 | Labour | 2023 | 2023 | Simple | 11277.3174 | 16915.9761 | 0 | 11277.3174 | 28193.2934 | 1.0578 | 0 | 17892.9366 | 11928.6244 | 29821.5609 | 11928.6244 | 29821.5609 | 0% | 0 | 0 | 0 | 0 | Asset relocations and undergrounding | 10%
Other Network Capex | d. Distribution and LV lines | Support Structures | 41. LV Concrete pole | 11 Asset relocations (net) | Crossarms | 0 | Other | 2023 | 2023 | Simple | 4510.9269 | 6766.3904 | 0 | 4510.9269 | 11277.3174 | 1.049 | 0 | 7097.6198 | 4731.7466 | 11829.3664 | 4731.7466 | 11829.3664 | 0% | 0 | 0 | 0 | 0 | Asset relocations and undergrounding | 8%
Other Network Capex | d. Distribution and LV lines | Support Structures | 41. LV Concrete pole | 11 Asset relocations (net) | Crossarms | 0 | Labour | 2023 | 2023 | Simple | 4510.9269 | 6766.3904 | 0 | 4510.9269 | 11277.3174 | 1.0578 | 0 | 7157.1746 | 4771.4497 | 11928.6244 | 4771.4497 | 11928.6244 | 0% | 0 | 0 | 0 | 0 | Asset relocations and undergrounding | 8%
Other Network Capex | d. Distribution and LV lines | Support Structures | 42. LV Wood pole | 11 Asset relocations (net) | Crossarms | 0 | Other | 2023 | 2023 | Simple | 4510.9269 | 6766.3904 | 0 | 4510.9269 | 11277.3174 | 1.049 | 0 | 7097.6198 | 4731.7466 | 11829.3664 | 4731.7466 | 11829.3664 | 0% | 0 | 0 | 0 | 0 | Asset relocations and undergrounding | 10%
Other Network Capex | d. Distribution and LV lines | Support Structures | 42. LV Wood pole | 11 Asset relocations (net) | Crossarms | 0 | Labour | 2023 | 2023 | Simple | 4510.9269 | 6766.3904 | 0 | 4510.9269 | 11277.3174 | 1.0578 | 0 | 7157.1746 | 4771.4497 | 11928.6244 | 4771.4497 | 11928.6244 | 0% | 0 | 0 | 0 | 0 | Asset relocations and undergrounding | 10%
Other Network Capex | g. Distribution switchgear | Distribution Switchgear | 36. Ring Main Unit – 3 Way | 11 Asset relocations (net) | Ground Mounted Switchgear | 0 | Switchgear | 2023 | 2023 | Simple | 10826.2247 | 16239.337 | 0 | 10826.2247 | 27065.5617 | 0.97926 | 0 | 15902.5834 | 10601.7223 | 26504.3057 | 10601.7223 | 26504.3057 | 0% | 0 | 0 | 0 | 0 | Asset relocations and undergrounding | 8%
Other Network Capex | g. Distribution switchgear | Distribution Switchgear | 36. Ring Main Unit – 3 Way | 11 Asset relocations (net) | Ground Mounted Switchgear | 0 | Labour | 2023 | 2023 | Simple | 2706.5562 | 4059.8343 | 0 | 2706.5562 | 6766.3904 | 1.0578 | 0 | 4294.3048 | 2862.8698 | 7157.1746 | 2862.8698 | 7157.1746 | 0% | 0 | 0 | 0 | 0 | Asset relocations and undergrounding | 8%
Other Network Capex | g. Distribution switchgear | Distribution Switchgear | 32. 22 / 11 kV Load Break Switch (Excl Pole) | 11 Asset relocations (net) | Pole Mounted Switches | 0 | Other | 2023 | 2023 | Simple | 23005.7274 | 34508.5912 | 0 | 23005.7274 | 57514.3186 | 1.049 | 0 | 36197.8612 | 24131.9075 | 60329.7687 | 24131.9075 | 60329.7687 | 0% | 0 | 0 | 0 | 0 | Asset relocations and undergrounding | 8%
Other Network Capex | g. Distribution switchgear | Distribution Switchgear | 32. 22 / 11 kV Load Break Switch (Excl Pole) | 11 Asset relocations (net) | Pole Mounted Switches | 0 | Labour | 2023 | 2023 | Simple | 15337.1516 | 23005.7274 | 0 | 15337.1516 | 38342.8791 | 1.0578 | 0 | 24334.3937 | 16222.9291 | 40557.3228 | 16222.9291 | 40557.3228 | 0% | 0 | 0 | 0 | 0 | Asset relocations and undergrounding | 8%
Other Network Capex | g. Distribution switchgear | Distribution Switchgear | 33. 22 / 11 kV Dropout Fuse 3ph, 2ph (Excl Pole) | 11 Asset relocations (net) | Pole Mount Fuses | 0 | Other | 2023 | 2023 | Simple | 20299.1713 | 30448.7569 | 0 | 20299.1713 | 50747.9282 | 1.049 | 0 | 31939.2893 | 21292.8595 | 53232.1489 | 21292.8595 | 53232.1489 | 0% | 0 | 0 | 0 | 0 | Asset relocations and undergrounding | 8%
Other Network Capex | g. Distribution switchgear | Distribution Switchgear | 33. 22 / 11 kV Dropout Fuse 3ph, 2ph (Excl Pole) | 11 Asset relocations (net) | Pole Mount Fuses | 0 | Labour | 2023 | 2023 | Simple | 20299.1713 | 30448.7569 | 0 | 20299.1713 | 50747.9282 | 1.0578 | 0 | 32207.2858 | 21471.5239 | 53678.8097 | 21471.5239 | 53678.8097 | 0% | 0 | 0 | 0 | 0 | Asset relocations and undergrounding | 8%
Other Network Capex | e. Distribution and LV cables | Distribution Switchgear | 47. Link Pillars | 11 Asset relocations (net) | Low Voltage Enclosures | 0 | Other | 2023 | 2023 | Simple | 12405.0491 | 18607.5737 | 0 | 12405.0491 | 31012.6228 | 1.049 | 0 | 19518.4546 | 13012.3031 | 32530.7576 | 13012.3031 | 32530.7576 | 0% | 0 | 0 | 0 | 0 | Asset relocations and undergrounding | 8%
Other Network Capex | e. Distribution and LV cables | Distribution Switchgear | 47. Link Pillars | 11 Asset relocations (net) | Low Voltage Enclosures | 0 | Labour | 2023 | 2023 | Simple | 12405.0491 | 18607.5737 | 0 | 12405.0491 | 31012.6228 | 1.0578 | 0 | 19682.2302 | 13121.4868 | 32803.717 | 13121.4868 | 32803.717 | 0% | 0 | 0 | 0 | 0 | Asset relocations and undergrounding | 8%
Other Network Capex | f. Distribution substations and transformers | Distribution Transformers | 39. Ground Mounted, 22/0 | 11 Asset relocations (net) | Ground Mounted Distribution Transformers | 0 | Transformers | 2023 | 2023 | Simple | 14434.9662 | 21652.4494 | 0 | 14434.9662 | 36087.4156 | 0.95878 | 0 | 20759.8634 | 13839.909 | 34599.7724 | 13839.909 | 34599.7724 | 0% | 0 | 0 | 0 | 0 | Asset relocations and undergrounding | 8%
Other Network Capex | f. Distribution substations and transformers | Distribution Transformers | 39. Ground Mounted, 22/0 | 11 Asset relocations (net) | Ground Mounted Distribution Transformers | 0 | Labour | 2023 | 2023 | Simple | 3608.7416 | 5413.1123 | 0 | 3608.7416 | 9021.8539 | 1.0578 | 0 | 5725.7397 | 3817.1598 | 9542.8995 | 3817.1598 | 9542.8995 | 0% | 0 | 0 | 0 | 0 | Asset relocations and undergrounding | 8%
Other Network Capex | f. Distribution substations and transformers | Distribution Transformers | 38. Pole Mounted Single/Two/Three Phase, 22/0 | 11 Asset relocations (net) | Pole Mounted Distribution Transformers | 0 | Transformers | 2023 | 2023 | Simple | 16239.337 | 24359.0055 | 0 | 16239.337 | 40598.3425 | 0.95878 | 0 | 23354.8464 | 15569.8976 | 38924.7439 | 15569.8976 | 38924.7439 | 0% | 0 | 0 | 0 | 0 | Asset relocations and undergrounding | 8%
Other Network Capex | f. Distribution substations and transformers | Distribution Transformers | 38. Pole Mounted Single/Two/Three Phase, 22/0 | 11 Asset relocations (net) | Pole Mounted Distribution Transformers | 0 | Labour | 2023 | 2023 | Simple | 4059.8343 | 6089.7514 | 0 | 4059.8343 | 10149.5856 | 1.0578 | 0 | 6441.4572 | 4294.3048 | 10735.7619 | 4294.3048 | 10735.7619 | 0% | 0 | 0 | 0 | 0 | Asset relocations and undergrounding | 8%
Other Network Capex | b. Subtransmission cables | Cables | 4. Subtransmission XLPE installed in or after 1985 | 11 Asset relocations (net) | Subtransmission Cables | 0 | Cables | 2023 | 2023 | Simple | 5413.1123 | 8119.6685 | 0 | 5413.1123 | 13532.7808 | 1.0156 | 0 | 8246.109 | 5497.406 | 13743.515 | 5497.406 | 13743.515 | 0% | 0 | 0 | 0 | 0 | Asset relocations and undergrounding | 8%
Other Network Capex | b. Subtransmission cables | Cables | 4. Subtransmission XLPE installed in or after 1985 | 11 Asset relocations (net) | Subtransmission Cables | 0 | Labour | 2023 | 2023 | Simple | 12630.5955 | 18945.8932 | 0 | 12630.5955 | 31576.4886 | 1.0578 | 0 | 20040.0889 | 13360.0593 | 33400.1482 | 13360.0593 | 33400.1482 | 0% | 0 | 0 | 0 | 0 | Asset relocations and undergrounding | 8%
Other Network Capex | e. Distribution and LV cables | Cables | 29. HV XLPE installed in or after 1985 | 11 Asset relocations (net) | Distribution Cables | 0 | Cables | 2023 | 2023 | Simple | 58867.5967 | 88301.395 | 0 | 58867.5967 | 147168.9917 | 1.0156 | 0 | 89676.4355 | 59784.2903 | 149460.7258 | 59784.2903 | 149460.7258 | 0% | 0 | 0 | 0 | 0 | Asset relocations and undergrounding | 8%
Other Network Capex | e. Distribution and LV cables | Cables | 29. HV XLPE installed in or after 1985 | 11 Asset relocations (net) | Distribution Cables | 0 | Labour | 2023 | 2023 | Simple | 137357.7256 | 206036.5884 | 0 | 137357.7256 | 343394.3141 | 1.0578 | 0 | 217935.9672 | 145290.6448 | 363226.612 | 145290.6448 | 363226.612 | 0% | 0 | 0 | 0 | 0 | Asset relocations and undergrounding | 8%
Other Network Capex | e. Distribution and LV cables | Cables | 45. LV XLPE or PVC installed in or after 1985 | 11 Asset relocations (net) | Low Voltage Cables | 0 | Cables | 2023 | 2023 | Simple | 49620.1964 | 74430.2947 | 0 | 49620.1964 | 124050.4911 | 1.0156 | 0 | 75589.3326 | 50392.8884 | 125982.221 | 50392.8884 | 125982.221 | 0% | 0 | 0 | 0 | 0 | Asset relocations and undergrounding | 8%
Other Network Capex | e. Distribution and LV cables | Cables | 45. LV XLPE or PVC installed in or after 1985 | 11 Asset relocations (net) | Low Voltage Cables | 0 | Labour | 2023 | 2023 | Simple | 74430.2947 | 111645.442 | 0 | 74430.2947 | 186075.7367 | 1.0578 | 0 | 118093.3812 | 78728.9208 | 196822.3021 | 78728.9208 | 196822.3021 | 0% | 0 | 0 | 0 | 0 | Asset relocations and undergrounding | 8%
Other Network Capex | a. Subtransmission lines | Overhead Conductors | 1. Subtransmission concrete or steel pole | 11 Asset relocations (net) | Subtransmission Conductor | 0 | Conductor | 2023 | 2023 | Simple | 1353.2781 | 2029.9171 | 0 | 1353.2781 | 3383.1952 | 1.0159 | 0 | 2062.279 | 1374.8527 | 3437.1317 | 1374.8527 | 3437.1317 | 0% | 0 | 0 | 0 | 0 | Asset relocations and undergrounding | 8%
Other Network Capex | a. Subtransmission lines | Overhead Conductors | 1. Subtransmission concrete or steel pole | 11 Asset relocations (net) | Subtransmission Conductor | 0 | Labour | 2023 | 2023 | Simple | 5413.1123 | 8119.6685 | 0 | 5413.1123 | 13532.7808 | 1.0578 | 0 | 8588.6095 | 5725.7397 | 14314.3492 | 5725.7397 | 14314.3492 | 0% | 0 | 0 | 0 | 0 | Asset relocations and undergrounding | 8%
Other Network Capex | a. Subtransmission lines | Overhead Conductors | 2. Subtransmission wood pole | 11 Asset relocations (net) | Subtransmission Conductor | 0 | Conductor | 2023 | 2023 | Simple | 1353.2781 | 2029.9171 | 0 | 1353.2781 | 3383.1952 | 1.0159 | 0 | 2062.279 | 1374.8527 | 3437.1317 | 1374.8527 | 3437.1317 | 0% | 0 | 0 | 0 | 0 | Asset relocations and undergrounding | 10%
Other Network Capex | a. Subtransmission lines | Overhead Conductors | 2. Subtransmission wood pole | 11 Asset relocations (net) | Subtransmission Conductor | 0 | Labour | 2023 | 2023 | Simple | 5413.1123 | 8119.6685 | 0 | 5413.1123 | 13532.7808 | 1.0578 | 0 | 8588.6095 | 5725.7397 | 14314.3492 | 5725.7397 | 14314.3492 | 0% | 0 | 0 | 0 | 0 | Asset relocations and undergrounding | 10%
Other Network Capex | d. Distribution and LV lines | Overhead Conductors | 25. HV concrete or steel pole | 11 Asset relocations (net) | Distribution Conductor | 0 | Conductor | 2023 | 2023 | Simple | 2255.4635 | 3383.1952 | 0 | 2255.4635 | 5638.6587 | 1.0159 | 0 | 3437.1317 | 2291.4212 | 5728.5529 | 2291.4212 | 5728.5529 | 0% | 0 | 0 | 0 | 0 | Asset relocations and undergrounding | 8%
Other Network Capex | d. Distribution and LV lines | Overhead Conductors | 25. HV concrete or steel pole | 11 Asset relocations (net) | Distribution Conductor | 0 | Labour | 2023 | 2023 | Simple | 9021.8539 | 13532.7808 | 0 | 9021.8539 | 22554.6347 | 1.0578 | 0 | 14314.3492 | 9542.8995 | 23857.2487 | 9542.8995 | 23857.2487 | 0% | 0 | 0 | 0 | 0 | Asset relocations and undergrounding | 8%
Other Network Capex | d. Distribution and LV lines | Overhead Conductors | 26. HV wood pole | 11 Asset relocations (net) | Distribution Conductor | 0 | Conductor | 2023 | 2023 | Simple | 2255.4635 | 3383.1952 | 0 | 2255.4635 | 5638.6587 | 1.0159 | 0 | 3437.1317 | 2291.4212 | 5728.5529 | 2291.4212 | 5728.5529 | 0% | 0 | 0 | 0 | 0 | Asset relocations and undergrounding | 10%
Other Network Capex | d. Distribution and LV lines | Overhead Conductors | 26. HV wood pole | 11 Asset relocations (net) | Distribution Conductor | 0 | Labour | 2023 | 2023 | Simple | 9021.8539 | 13532.7808 | 0 | 9021.8539 | 22554.6347 | 1.0578 | 0 | 14314.3492 | 9542.8995 | 23857.2487 | 9542.8995 | 23857.2487 | 0% | 0 | 0 | 0 | 0 | Asset relocations and undergrounding | 10%
Other Network Capex | a. Subtransmission lines | Support Structures | 1. Subtransmission concrete or steel pole | 10 Consumer connection (net) | Poles | 0 | Other | 2023 | 2023 | Simple | 285.3857 | 428.0786 | 0 | 285.3857 | 713.4643 | 1.049 | 0 | 449.0339 | 299.3559 | 748.3899 | 299.3559 | 748.3899 | 0% | 0 | 0 | 0 | 0 | Consumer connection | 8%
Other Network Capex | a. Subtransmission lines | Support Structures | 1. Subtransmission concrete or steel pole | 10 Consumer connection (net) | Poles | 0 | Labour | 2023 | 2023 | Simple | 285.3857 | 428.0786 | 0 | 285.3857 | 713.4643 | 1.0578 | 0 | 452.8017 | 301.8678 | 754.6695 | 301.8678 | 754.6695 | 0% | 0 | 0 | 0 | 0 | Consumer connection | 8%
Other Network Capex | a. Subtransmission lines | Support Structures | 2. Subtransmission wood pole | 10 Consumer connection (net) | Poles | 0 | Other | 2023 | 2023 | Simple | 285.3857 | 428.0786 | 0 | 285.3857 | 713.4643 | 1.049 | 0 | 449.0339 | 299.3559 | 748.3899 | 299.3559 | 748.3899 | 0% | 0 | 0 | 0 | 0 | Consumer connection | 10%
Other Network Capex | a. Subtransmission lines | Support Structures | 2. Subtransmission wood pole | 10 Consumer connection (net) | Poles | 0 | Labour | 2023 | 2023 | Simple | 285.3857 | 428.0786 | 0 | 285.3857 | 713.4643 | 1.0578 | 0 | 452.8017 | 301.8678 | 754.6695 | 301.8678 | 754.6695 | 0% | 0 | 0 | 0 | 0 | Consumer connection | 10%
Other Network Capex | d. Distribution and LV lines | Support Structures | 25. HV concrete or steel pole | 10 Consumer connection (net) | Poles | 0 | Other | 2023 | 2023 | Simple | 14269.2851 | 21403.9276 | 0 | 14269.2851 | 35673.2127 | 1.049 | 0 | 22451.6961 | 14967.7974 | 37419.4935 | 14967.7974 | 37419.4935 | 0% | 0 | 0 | 0 | 0 | Consumer connection | 8%
Other Network Capex | d. Distribution and LV lines | Support Structures | 25. HV concrete or steel pole | 10 Consumer connection (net) | Poles | 0 | Labour | 2023 | 2023 | Simple | 14269.2851 | 21403.9276 | 0 | 14269.2851 | 35673.2127 | 1.0578 | 0 | 22640.084 | 15093.3893 | 37733.4733 | 15093.3893 | 37733.4733 | 0% | 0 | 0 | 0 | 0 | Consumer connection | 8%
Other Network Capex | d. Distribution and LV lines | Support Structures | 26. HV wood pole | 10 Consumer connection (net) | Poles | 0 | Other | 2023 | 2023 | Simple | 14269.2851 | 21403.9276 | 0 | 14269.2851 | 35673.2127 | 1.049 | 0 | 22451.6961 | 14967.7974 | 37419.4935 | 14967.7974 | 37419.4935 | 0% | 0 | 0 | 0 | 0 | Consumer connection | 10%
Other Network Capex | d. Distribution and LV lines | Support Structures | 26. HV wood pole | 10 Consumer connection (net) | Poles | 0 | Labour | 2023 | 2023 | Simple | 14269.2851 | 21403.9276 | 0 | 14269.2851 | 35673.2127 | 1.0578 | 0 | 22640.084 | 15093.3893 | 37733.4733 | 15093.3893 | 37733.4733 | 0% | 0 | 0 | 0 | 0 | Consumer connection | 10%
Other Network Capex | d. Distribution and LV lines | Support Structures | 41. LV Concrete pole | 10 Consumer connection (net) | Poles | 0 | Other | 2023 | 2023 | Simple | 5565.0212 | 8347.5318 | 0 | 5565.0212 | 13912.5529 | 1.049 | 0 | 8756.1615 | 5837.441 | 14593.6025 | 5837.441 | 14593.6025 | 0% | 0 | 0 | 0 | 0 | Consumer connection | 8%
Other Network Capex | d. Distribution and LV lines | Support Structures | 41. LV Concrete pole | 10 Consumer connection (net) | Poles | 0 | Labour | 2023 | 2023 | Simple | 5565.0212 | 8347.5318 | 0 | 5565.0212 | 13912.5529 | 1.0578 | 0 | 8829.6328 | 5886.4218 | 14716.0546 | 5886.4218 | 14716.0546 | 0% | 0 | 0 | 0 | 0 | Consumer connection | 8%
Other Network Capex | d. Distribution and LV lines | Support Structures | 42. LV Wood pole | 10 Consumer connection (net) | Poles | 0 | Other | 2023 | 2023 | Simple | 5565.0212 | 8347.5318 | 0 | 5565.0212 | 13912.5529 | 1.049 | 0 | 8756.1615 | 5837.441 | 14593.6025 | 5837.441 | 14593.6025 | 0% | 0 | 0 | 0 | 0 | Consumer connection | 10%
Other Network Capex | d. Distribution and LV lines | Support Structures | 42. LV Wood pole | 10 Consumer connection (net) | Poles | 0 | Labour | 2023 | 2023 | Simple | 5565.0212 | 8347.5318 | 0 | 5565.0212 | 13912.5529 | 1.0578 | 0 | 8829.6328 | 5886.4218 | 14716.0546 | 5886.4218 | 14716.0546 | 0% | 0 | 0 | 0 | 0 | Consumer connection | 10%
Other Network Capex | a. Subtransmission lines | Support Structures | 1. Subtransmission concrete or steel pole | 10 Consumer connection (net) | Crossarms | 0 | Other | 2023 | 2023 | Simple | 142.6929 | 214.0393 | 0 | 142.6929 | 356.7321 | 1.049 | 0 | 224.517 | 149.678 | 374.1949 | 149.678 | 374.1949 | 0% | 0 | 0 | 0 | 0 | Consumer connection | 8%
Other Network Capex | a. Subtransmission lines | Support Structures | 1. Subtransmission concrete or steel pole | 10 Consumer connection (net) | Crossarms | 0 | Labour | 2023 | 2023 | Simple | 142.6929 | 214.0393 | 0 | 142.6929 | 356.7321 | 1.0578 | 0 | 226.4008 | 150.9339 | 377.3347 | 150.9339 | 377.3347 | 0% | 0 | 0 | 0 | 0 | Consumer connection | 8%
Other Network Capex | a. Subtransmission lines | Support Structures | 2. Subtransmission wood pole | 10 Consumer connection (net) | Crossarms | 0 | Other | 2023 | 2023 | Simple | 142.6929 | 214.0393 | 0 | 142.6929 | 356.7321 | 1.049 | 0 | 224.517 | 149.678 | 374.1949 | 149.678 | 374.1949 | 0% | 0 | 0 | 0 | 0 | Consumer connection | 10%
Other Network Capex | a. Subtransmission lines | Support Structures | 2. Subtransmission wood pole | 10 Consumer connection (net) | Crossarms | 0 | Labour | 2023 | 2023 | Simple | 142.6929 | 214.0393 | 0 | 142.6929 | 356.7321 | 1.0578 | 0 | 226.4008 | 150.9339 | 377.3347 | 150.9339 | 377.3347 | 0% | 0 | 0 | 0 | 0 | Consumer connection | 10%
Other Network Capex | d. Distribution and LV lines | Support Structures | 25. HV concrete or steel pole | 10 Consumer connection (net) | Crossarms | 0 | Other | 2023 | 2023 | Simple | 8561.571 | 12842.3566 | 0 | 8561.571 | 21403.9276 | 1.049 | 0 | 13471.0177 | 8980.6784 | 22451.6961 | 8980.6784 | 22451.6961 | 0% | 0 | 0 | 0 | 0 | Consumer connection | 8%
Other Network Capex | d. Distribution and LV lines | Support Structures | 25. HV concrete or steel pole | 10 Consumer connection (net) | Crossarms | 0 | Labour | 2023 | 2023 | Simple | 8561.571 | 12842.3566 | 0 | 8561.571 | 21403.9276 | 1.0578 | 0 | 13584.0504 | 9056.0336 | 22640.084 | 9056.0336 | 22640.084 | 0% | 0 | 0 | 0 | 0 | Consumer connection | 8%
Other Network Capex | d. Distribution and LV lines | Support Structures | 26. HV wood pole | 10 Consumer connection (net) | Crossarms | 0 | Other | 2023 | 2023 | Simple | 8561.571 | 12842.3566 | 0 | 8561.571 | 21403.9276 | 1.049 | 0 | 13471.0177 | 8980.6784 | 22451.6961 | 8980.6784 | 22451.6961 | 0% | 0 | 0 | 0 | 0 | Consumer connection | 10%
Other Network Capex | d. Distribution and LV lines | Support Structures | 26. HV wood pole | 10 Consumer connection (net) | Crossarms | 0 | Labour | 2023 | 2023 | Simple | 8561.571 | 12842.3566 | 0 | 8561.571 | 21403.9276 | 1.0578 | 0 | 13584.0504 | 9056.0336 | 22640.084 | 9056.0336 | 22640.084 | 0% | 0 | 0 | 0 | 0 | Consumer connection | 10%
Other Network Capex | d. Distribution and LV lines | Support Structures | 41. LV Concrete pole | 10 Consumer connection (net) | Crossarms | 0 | Other | 2023 | 2023 | Simple | 7420.0282 | 11130.0424 | 0 | 7420.0282 | 18550.0706 | 1.049 | 0 | 11674.882 | 7783.2546 | 19458.1366 | 7783.2546 | 19458.1366 | 0% | 0 | 0 | 0 | 0 | Consumer connection | 8%
Other Network Capex | d. Distribution and LV lines | Support Structures | 41. LV Concrete pole | 10 Consumer connection (net) | Crossarms | 0 | Labour | 2023 | 2023 | Simple | 7420.0282 | 11130.0424 | 0 | 7420.0282 | 18550.0706 | 1.0578 | 0 | 11772.8437 | 7848.5624 | 19621.4061 | 7848.5624 | 19621.4061 | 0% | 0 | 0 | 0 | 0 | Consumer connection | 8%
Other Network Capex | d. Distribution and LV lines | Support Structures | 42. LV Wood pole | 10 Consumer connection (net) | Crossarms | 0 | Other | 2023 | 2023 | Simple | 7420.0282 | 11130.0424 | 0 | 7420.0282 | 18550.0706 | 1.049 | 0 | 11674.882 | 7783.2546 | 19458.1366 | 7783.2546 | 19458.1366 | 0% | 0 | 0 | 0 | 0 | Consumer connection | 10%
Other Network Capex | d. Distribution and LV lines | Support Structures | 42. LV Wood pole | 10 Consumer connection (net) | Crossarms | 0 | Labour | 2023 | 2023 | Simple | 7420.0282 | 11130.0424 | 0 | 7420.0282 | 18550.0706 | 1.0578 | 0 | 11772.8437 | 7848.5624 | 19621.4061 | 7848.5624 | 19621.4061 | 0% | 0 | 0 | 0 | 0 | Consumer connection | 10%
Other Network Capex | c. Zone substations | Zone Substations | 14. 66/50/33/22/11 kV Indoor Switchgear Cubicle | 10 Consumer connection (net) | Indoor Switchgear | 0 | Switchgear | 2023 | 2023 | Simple | 12671.1251 | 19006.6877 | 0 | 12671.1251 | 31677.8129 | 0.97926 | 0 | 18612.5478 | 12408.3652 | 31020.913 | 12408.3652 | 31020.913 | 0% | 0 | 0 | 0 | 0 | Consumer connection | 8%
Other Network Capex | c. Zone substations | Zone Substations | 14. 66/50/33/22/11 kV Indoor Switchgear Cubicle | 10 Consumer connection (net) | Indoor Switchgear | 0 | Labour | 2023 | 2023 | Simple | 8447.4168 | 12671.1251 | 0 | 8447.4168 | 21118.5419 | 1.0578 | 0 | 13402.9297 | 8935.2865 | 22338.2162 | 8935.2865 | 22338.2162 | 0% | 0 | 0 | 0 | 0 | Consumer connection | 8%
Other Network Capex | c. Zone substations | Zone Substations | 16. 66/50/33/22/11 kV Outdoor Circuit Breakers | 10 Consumer connection (net) | Outdoor Switchgear | 0 | Switchgear | 2023 | 2023 | Simple | 26940.4102 | 40410.6153 | 0 | 26940.4102 | 67351.0255 | 0.97926 | 0 | 39572.6242 | 26381.7495 | 65954.3736 | 26381.7495 | 65954.3736 | 0% | 0 | 0 | 0 | 0 | Consumer connection | 8%
Other Network Capex | c. Zone substations | Zone Substations | 16. 66/50/33/22/11 kV Outdoor Circuit Breakers | 10 Consumer connection (net) | Outdoor Switchgear | 0 | Labour | 2023 | 2023 | Simple | 6735.1026 | 10102.6538 | 0 | 6735.1026 | 16837.7564 | 1.0578 | 0 | 10686.1196 | 7124.0798 | 17810.1994 | 7124.0798 | 17810.1994 | 0% | 0 | 0 | 0 | 0 | Consumer connection | 8%
Other Network Capex | g. Distribution switchgear | Distribution Switchgear | 36. Ring Main Unit – 3 Way | 10 Consumer connection (net) | Ground Mounted Switchgear | 0 | Switchgear | 2023 | 2023 | Simple | 160272.6099 | 240408.9148 | 0 | 160272.6099 | 400681.5247 | 0.97926 | 0 | 235423.5777 | 156949.0518 | 392372.6296 | 156949.0518 | 392372.6296 | 0% | 0 | 0 | 0 | 0 | Consumer connection | 8%
Other Network Capex | g. Distribution switchgear | Distribution Switchgear | 36. Ring Main Unit – 3 Way | 10 Consumer connection (net) | Ground Mounted Switchgear | 0 | Labour | 2023 | 2023 | Simple | 40068.1525 | 60102.2287 | 0 | 40068.1525 | 100170.3812 | 1.0578 | 0 | 63573.3558 | 42382.2372 | 105955.593 | 42382.2372 | 105955.593 | 0% | 0 | 0 | 0 | 0 | Consumer connection | 8%
Other Network Capex | g. Distribution switchgear | Distribution Switchgear | 31. 22 / 11 kV Disconnector 3ph, 2ph (Excl Pole) | 10 Consumer connection (net) | Pole Mounted Switches | 0 | Other | 2023 | 2023 | Simple | 47488.1807 | 71232.2711 | 0 | 47488.1807 | 118720.4518 | 1.049 | 0 | 74719.2446 | 49812.8297 | 124532.0743 | 49812.8297 | 124532.0743 | 0% | 0 | 0 | 0 | 0 | Consumer connection | 8%
Other Network Capex | g. Distribution switchgear | Distribution Switchgear | 31. 22 / 11 kV Disconnector 3ph, 2ph (Excl Pole) | 10 Consumer connection (net) | Pole Mounted Switches | 0 | Labour | 2023 | 2023 | Simple | 11872.0452 | 17808.0678 | 0 | 11872.0452 | 29680.1129 | 1.0578 | 0 | 18836.5499 | 12557.6999 | 31394.2498 | 12557.6999 | 31394.2498 | 0% | 0 | 0 | 0 | 0 | Consumer connection | 8%
Other Network Capex | g. Distribution switchgear | Distribution Switchgear | 33. 22 / 11 kV Dropout Fuse 3ph, 2ph (Excl Pole) | 10 Consumer connection (net) | Pole Mount Fuses | 0 | Other | 2023 | 2023 | Simple | 79051.8393 | 118577.7589 | 0 | 79051.8393 | 197629.5982 | 1.049 | 0 | 124382.3963 | 82921.5976 | 207303.9939 | 82921.5976 | 207303.9939 | 0% | 0 | 0 | 0 | 0 | Consumer connection | 8%
Other Network Capex | g. Distribution switchgear | Distribution Switchgear | 33. 22 / 11 kV Dropout Fuse 3ph, 2ph (Excl Pole) | 10 Consumer connection (net) | Pole Mount Fuses | 0 | Labour | 2023 | 2023 | Simple | 79051.8393 | 118577.7589 | 0 | 79051.8393 | 197629.5982 | 1.0578 | 0 | 125426.0652 | 83617.3768 | 209043.442 | 83617.3768 | 209043.442 | 0% | 0 | 0 | 0 | 0 | Consumer connection | 8%
Other Network Capex | e. Distribution and LV cables | Distribution Switchgear | 47. Link Pillars | 10 Consumer connection (net) | Low Voltage Enclosures | 0 | Other | 2023 | 2023 | Simple | 67921.7969 | 101882.6954 | 0 | 67921.7969 | 169804.4923 | 1.049 | 0 | 106870.0734 | 71246.7156 | 178116.789 | 71246.7156 | 178116.789 | 0% | 0 | 0 | 0 | 0 | Consumer connection | 8%
Other Network Capex | e. Distribution and LV cables | Distribution Switchgear | 47. Link Pillars | 10 Consumer connection (net) | Low Voltage Enclosures | 0 | Labour | 2023 | 2023 | Simple | 67921.7969 | 101882.6954 | 0 | 67921.7969 | 169804.4923 | 1.0578 | 0 | 107766.7997 | 71844.5331 | 179611.3329 | 71844.5331 | 179611.3329 | 0% | 0 | 0 | 0 | 0 | Consumer connection | 8%
Other Network Capex | f. Distribution substations and transformers | Distribution Transformers | 39. Ground Mounted, 22/0 | 10 Consumer connection (net) | Ground Mounted Distribution Transformers | 0 | Transformers | 2023 | 2023 | Simple | 509128.0913 | 763692.1369 | 0 | 509128.0913 | 1272820.2282 | 0.95878 | 0 | 732210.2088 | 488140.1392 | 1220350.348 | 488140.1392 | 1220350.348 | 0% | 0 | 0 | 0 | 0 | Consumer connection | 8%
Other Network Capex | f. Distribution substations and transformers | Distribution Transformers | 39. Ground Mounted, 22/0 | 10 Consumer connection (net) | Ground Mounted Distribution Transformers | 0 | Labour | 2023 | 2023 | Simple | 127282.0228 | 190923.0342 | 0 | 127282.0228 | 318205.057 | 1.0578 | 0 | 201949.5491 | 134633.0327 | 336582.5818 | 134633.0327 | 336582.5818 | 0% | 0 | 0 | 0 | 0 | Consumer connection | 8%
Other Network Capex | f. Distribution substations and transformers | Distribution Transformers | 38. Pole Mounted Single/Two/Three Phase, 22/0 | 10 Consumer connection (net) | Pole Mounted Distribution Transformers | 0 | Transformers | 2023 | 2023 | Simple | 331047.4136 | 496571.1204 | 0 | 331047.4136 | 827618.534 | 0.95878 | 0 | 476100.8084 | 317400.5389 | 793501.3473 | 317400.5389 | 793501.3473 | 0% | 0 | 0 | 0 | 0 | Consumer connection | 8%
Other Network Capex | f. Distribution substations and transformers | Distribution Transformers | 38. Pole Mounted Single/Two/Three Phase, 22/0 | 10 Consumer connection (net) | Pole Mounted Distribution Transformers | 0 | Labour | 2023 | 2023 | Simple | 82761.8534 | 124142.7801 | 0 | 82761.8534 | 206904.6335 | 1.0578 | 0 | 131312.4871 | 87541.658 | 218854.1451 | 87541.658 | 218854.1451 | 0% | 0 | 0 | 0 | 0 | Consumer connection | 8%
Other Network Capex | c. Zone substations | Secondary Systems | 19. Circuit/Transformer/Feeder/Bus Section/Coupler Protection & Controls - Digital | 10 Consumer connection (net) | Protection | 0 | Other | 2023 | 2023 | Simple | 3424.6284 | 5136.9426 | 0 | 3424.6284 | 8561.571 | 1.049 | 0 | 5388.4071 | 3592.2714 | 8980.6784 | 3592.2714 | 8980.6784 | 0% | 0 | 0 | 0 | 0 | Consumer connection | 8%
Other Network Capex | c. Zone substations | Secondary Systems | 19. Circuit/Transformer/Feeder/Bus Section/Coupler Protection & Controls - Digital | 10 Consumer connection (net) | Protection | 0 | Labour | 2023 | 2023 | Simple | 13698.5137 | 20547.7705 | 0 | 13698.5137 | 34246.2842 | 1.0578 | 0 | 21734.4806 | 14489.6537 | 36224.1344 | 14489.6537 | 36224.1344 | 0% | 0 | 0 | 0 | 0 | Consumer connection | 8%
Other Network Capex | b. Subtransmission cables | Cables | 4. Subtransmission XLPE installed in or after 1985 | 10 Consumer connection (net) | Subtransmission Cables | 0 | Cables | 2023 | 2023 | Simple | 4965.7112 | 7448.5668 | 0 | 4965.7112 | 12414.278 | 1.0156 | 0 | 7564.5568 | 5043.0379 | 12607.5947 | 5043.0379 | 12607.5947 | 0% | 0 | 0 | 0 | 0 | Consumer connection | 8%
Other Network Capex | b. Subtransmission cables | Cables | 4. Subtransmission XLPE installed in or after 1985 | 10 Consumer connection (net) | Subtransmission Cables | 0 | Labour | 2023 | 2023 | Simple | 11586.6595 | 17379.9892 | 0 | 11586.6595 | 28966.6487 | 1.0578 | 0 | 18383.7482 | 12255.8321 | 30639.5803 | 12255.8321 | 30639.5803 | 0% | 0 | 0 | 0 | 0 | Consumer connection | 8%
Other Network Capex | e. Distribution and LV cables | Cables | 30. HV PILC | 10 Consumer connection (net) | Distribution Cables | 0 | Cables | 2023 | 2023 | Simple | 90410.1902 | 135615.2853 | 0 | 90410.1902 | 226025.4755 | 1.0156 | 0 | 137727.1036 | 91818.069 | 229545.1726 | 91818.069 | 229545.1726 | 0% | 0 | 0 | 0 | 0 | Consumer connection | 8%
Other Network Capex | e. Distribution and LV cables | Cables | 30. HV PILC | 10 Consumer connection (net) | Distribution Cables | 0 | Labour | 2023 | 2023 | Simple | 210957.1105 | 316435.6657 | 0 | 210957.1105 | 527392.7762 | 1.0578 | 0 | 334711.0015 | 223140.6677 | 557851.6691 | 223140.6677 | 557851.6691 | 0% | 0 | 0 | 0 | 0 | Consumer connection | 8%
Other Network Capex | e. Distribution and LV cables | Cables | 46. LV PILC | 10 Consumer connection (net) | Low Voltage Cables | 0 | Cables | 2023 | 2023 | Simple | 257303.7484 | 385955.6226 | 0 | 257303.7484 | 643259.3709 | 1.0156 | 0 | 391965.772 | 261310.5147 | 653276.2867 | 261310.5147 | 653276.2867 | 0% | 0 | 0 | 0 | 0 | Consumer connection | 8%
Other Network Capex | e. Distribution and LV cables | Cables | 46. LV PILC | 10 Consumer connection (net) | Low Voltage Cables | 0 | Labour | 2023 | 2023 | Simple | 385955.6226 | 578933.4338 | 0 | 385955.6226 | 964889.0564 | 1.0578 | 0 | 612368.9914 | 408245.9942 | 1020614.9856 | 408245.9942 | 1020614.9856 | 0% | 0 | 0 | 0 | 0 | Consumer connection | 8%
Other Network Capex | d. Distribution and LV lines | Overhead Conductors | 25. HV concrete or steel pole | 10 Consumer connection (net) | Distribution Conductor | 0 | Conductor | 2023 | 2023 | Simple | 2910.9342 | 4366.4012 | 0 | 2910.9342 | 7277.3354 | 1.0159 | 0 | 4436.0125 | 2957.3417 | 7393.3542 | 2957.3417 | 7393.3542 | 0% | 0 | 0 | 0 | 0 | Consumer connection | 8%
Other Network Capex | d. Distribution and LV lines | Overhead Conductors | 25. HV concrete or steel pole | 10 Consumer connection (net) | Distribution Conductor | 0 | Labour | 2023 | 2023 | Simple | 11643.7366 | 17465.6049 | 0 | 11643.7366 | 29109.3415 | 1.0578 | 0 | 18474.3085 | 12316.2057 | 30790.5142 | 12316.2057 | 30790.5142 | 0% | 0 | 0 | 0 | 0 | Consumer connection | 8%
Other Network Capex | d. Distribution and LV lines | Overhead Conductors | 26. HV wood pole | 10 Consumer connection (net) | Distribution Conductor | 0 | Conductor | 2023 | 2023 | Simple | 2910.9342 | 4366.4012 | 0 | 2910.9342 | 7277.3354 | 1.0159 | 0 | 4436.0125 | 2957.3417 | 7393.3542 | 2957.3417 | 7393.3542 | 0% | 0 | 0 | 0 | 0 | Consumer connection | 10%
Other Network Capex | d. Distribution and LV lines | Overhead Conductors | 26. HV wood pole | 10 Consumer connection (net) | Distribution Conductor | 0 | Labour | 2023 | 2023 | Simple | 11643.7366 | 17465.6049 | 0 | 11643.7366 | 29109.3415 | 1.0578 | 0 | 18474.3085 | 12316.2057 | 30790.5142 | 12316.2057 | 30790.5142 | 0% | 0 | 0 | 0 | 0 | Consumer connection | 10%
Other Network Capex | d. Distribution and LV lines | Overhead Conductors | 41. LV Concrete pole | 10 Consumer connection (net) | Low Voltage Conductor | 0 | Conductor | 2023 | 2023 | Simple | 2739.7027 | 4109.5541 | 0 | 2739.7027 | 6849.2568 | 1.0159 | 0 | 4175.0706 | 2783.3804 | 6958.451 | 2783.3804 | 6958.451 | 0% | 0 | 0 | 0 | 0 | Consumer connection | 8%
Other Network Capex | d. Distribution and LV lines | Overhead Conductors | 41. LV Concrete pole | 10 Consumer connection (net) | Low Voltage Conductor | 0 | Labour | 2023 | 2023 | Simple | 10958.8109 | 16438.2164 | 0 | 10958.8109 | 27397.0273 | 1.0578 | 0 | 17387.5845 | 11591.723 | 28979.3075 | 11591.723 | 28979.3075 | 0% | 0 | 0 | 0 | 0 | Consumer connection | 8%
Other Network Capex | d. Distribution and LV lines | Overhead Conductors | 42. LV Wood pole | 10 Consumer connection (net) | Low Voltage Conductor | 0 | Conductor | 2023 | 2023 | Simple | 2739.7027 | 4109.5541 | 0 | 2739.7027 | 6849.2568 | 1.0159 | 0 | 4175.0706 | 2783.3804 | 6958.451 | 2783.3804 | 6958.451 | 0% | 0 | 0 | 0 | 0 | Consumer connection | 10%
Other Network Capex | d. Distribution and LV lines | Overhead Conductors | 42. LV Wood pole | 10 Consumer connection (net) | Low Voltage Conductor | 0 | Labour | 2023 | 2023 | Simple | 10958.8109 | 16438.2164 | 0 | 10958.8109 | 27397.0273 | 1.0578 | 0 | 17387.5845 | 11591.723 | 28979.3075 | 11591.723 | 28979.3075 | 0% | 0 | 0 | 0 | 0 | Consumer connection | 10%
Other Network Capex | h. Other network assets | 0 | 51. Other network assets | 10 Consumer connection (net) | Other | 0 | Other | 2023 | 2023 | Simple | 1712.3142 | 2568.4713 | 0 | 1712.3142 | 4280.7855 | 1.049 | 0 | 2694.2035 | 1796.1357 | 4490.3392 | 1796.1357 | 4490.3392 | 0% | 0 | 0 | 0 | 0 | Consumer connection | 10%
Non Network Capex | i. Non-network assets | Non-network Assets | 52. Buildings | 15 Facilities | Buildings | 0 | Other | 2023 | 2023 | Simple | 55984.0324 | 0 | 0 | 55984.0324 | 55984.0324 | 1.049 | 0 | 0 | 58724.5716 | 58724.5716 | 58724.5716 | 58724.5716 | 0% | 0 | 0 | 0 | 0 | Non-network CAPEX | 0%
Non Network Capex | i. Non-network assets | Non-network Assets | 53. Furniture and fittings | 15 Facilities | Furniture and fittings | 0 | Other | 2023 | 2023 | Simple | 279920.1618 | 0 | 0 | 279920.1618 | 279920.1618 | 1.049 | 0 | 0 | 293622.8582 | 293622.8582 | 293622.8582 | 293622.8582 | 0% | 0 | 0 | 0 | 0 | Non-network CAPEX | 13%
Non Network Capex | i. Non-network assets | Non-network Assets | 57. Plant and equipment | 15 Facilities | Plant and equipment | 0 | Other | 2023 | 2023 | Simple | 223936.1294 | 0 | 0 | 223936.1294 | 223936.1294 | 1.049 | 0 | 0 | 234898.2866 | 234898.2866 | 234898.2866 | 234898.2866 | 0% | 0 | 0 | 0 | 0 | Non-network CAPEX | 20%
Other Network Capex | h. Other network assets | 0 | 51. Other network assets | 12 Future Networks | Other | 0 | Other | 2023 | 2023 | Simple | 435174.4167 | 0 | 0 | 435174.4167 | 435174.4167 | 1.049 | 0 | 0 | 456477.1443 | 456477.1443 | 456477.1443 | 456477.1443 | 0% | 0 | 0 | 0 | 0 | Quality of supply | 10%
Renewals | f. Distribution substations and transformers | Distribution Transformers | 38. Pole Mounted Single/Two/Three Phase, 22/0 | 6.2 Pole Mounted Distribution Transformers | Pole Mounted Distribution Transformers | 0 | Transformers | 2023 | 2023 | Simple | 1768835.4 | 0 | 0 | 1768835.4 | 1768835.4 | 0.95878 | 0 | 0 | 1695918.1259 | 1695918.1259 | 1695918.1259 | 1695918.1259 | 0% | 0 | 0 | 0 | 0 | Asset replacement and renewal | 8%
Renewals | f. Distribution substations and transformers | Distribution Transformers | 38. Pole Mounted Single/Two/Three Phase, 22/0 | 6.2 Pole Mounted Distribution Transformers | Pole Mounted Distribution Transformers | 0 | Labour | 2023 | 2023 | Simple | 442208.85 | 0 | 0 | 442208.85 | 442208.85 | 1.0578 | 0 | 0 | 467748.0546 | 467748.0546 | 467748.0546 | 467748.0546 | 0% | 0 | 0 | 0 | 0 | Asset replacement and renewal | 8%
Renewals | a. Subtransmission lines | Overhead Conductors | 1. Subtransmission concrete or steel pole | 2.1 Subtransmission Conductor | Subtransmission Conductor | 0 | Conductor | 2023 | 2023 | Simple | 1496250.76 | 0 | 0 | 1496250.76 | 1496250.76 | 1.0159 | 0 | 0 | 1520104.7078 | 1520104.7078 | 1520104.7078 | 1520104.7078 | 0% | 0 | 0 | 0 | 0 | Asset replacement and renewal | 8%
Renewals | a. Subtransmission lines | Overhead Conductors | 1. Subtransmission concrete or steel pole | 2.1 Subtransmission Conductor | Subtransmission Conductor | 0 | Labour | 2023 | 2023 | Simple | 5985003.04 | 0 | 0 | 5985003.04 | 5985003.04 | 1.0578 | 0 | 0 | 6330659.2101 | 6330659.2101 | 6330659.2101 | 6330659.2101 | 0% | 0 | 0 | 0 | 0 | Asset replacement and renewal | 8%
Renewals | c. Zone substations | Secondary Systems | 23. DC Supplies, Batteries and Inverters | 7.2 DC Systems | DC Systems | 0 | Other | 2023 | 2023 | Simple | 143985.135 | 0 | 0 | 143985.135 | 143985.135 | 1.049 | 0 | 0 | 151033.5183 | 151033.5183 | 151033.5183 | 151033.5183 | 0% | 0 | 0 | 0 | 0 | Asset replacement and renewal | 8%
Renewals | c. Zone substations | Secondary Systems | 23. DC Supplies, Batteries and Inverters | 7.2 DC Systems | DC Systems | 0 | Labour | 2023 | 2023 | Simple | 575940.54 | 0 | 0 | 575940.54 | 575940.54 | 1.0578 | 0 | 0 | 609203.2468 | 609203.2468 | 609203.2468 | 609203.2468 | 0% | 0 | 0 | 0 | 0 | Asset replacement and renewal | 8%
Renewals | f. Distribution substations and transformers | Distribution Transformers | 38. Pole Mounted Single/Two/Three Phase, 22/0 | 3.2 Distribution Cables | Pole Mounted Distribution Transformers | 0 | Transformers | 2023 | 2023 | Simple | 1346439.56 | 0 | 0 | 1346439.56 | 1346439.56 | 0.95878 | 0 | 0 | 1290934.8463 | 1290934.8463 | 1290934.8463 | 1290934.8463 | 0% | 0 | 0 | 0 | 0 | Asset replacement and renewal | 8%
Renewals | f. Distribution substations and transformers | Distribution Transformers | 38. Pole Mounted Single/Two/Three Phase, 22/0 | 3.2 Distribution Cables | Pole Mounted Distribution Transformers | 0 | Labour | 2023 | 2023 | Simple | 336609.89 | 0 | 0 | 336609.89 | 336609.89 | 1.0578 | 0 | 0 | 356050.3622 | 356050.3622 | 356050.3622 | 356050.3622 | 0% | 0 | 0 | 0 | 0 | Asset replacement and renewal | 8%
Renewals | f. Distribution substations and transformers | Distribution Transformers | 39. Ground Mounted, 22/0 | 6.1 Ground Mounted Distribution Transformers | Ground Mounted Distribution Transformers | 0 | Transformers | 2023 | 2023 | Simple | 248064 | 0 | 0 | 248064 | 248064 | 0.95878 | 0 | 0 | 237837.9774 | 237837.9774 | 237837.9774 | 237837.9774 | 0% | 0 | 0 | 0 | 0 | Asset replacement and renewal | 8%
Renewals | f. Distribution substations and transformers | Distribution Transformers | 39. Ground Mounted, 22/0 | 6.1 Ground Mounted Distribution Transformers | Ground Mounted Distribution Transformers | 0 | Labour | 2023 | 2023 | Simple | 62016 | 0 | 0 | 62016 | 62016 | 1.0578 | 0 | 0 | 65597.6545 | 65597.6545 | 65597.6545 | 65597.6545 | 0% | 0 | 0 | 0 | 0 | Asset replacement and renewal | 8%
Renewals | g. Distribution switchgear | Distribution Switchgear | 33. 22 / 11 kV Dropout Fuse 3ph, 2ph (Excl Pole) | 5.2 Pole Mounted Fuses | Pole Mount Fuses | 0 | Other | 2023 | 2023 | Simple | 97375 | 0 | 0 | 97375 | 97375 | 1.049 | 0 | 0 | 102141.7166 | 102141.7166 | 102141.7166 | 102141.7166 | 0% | 0 | 0 | 0 | 0 | Asset replacement and renewal | 8%
Renewals | g. Distribution switchgear | Distribution Switchgear | 33. 22 / 11 kV Dropout Fuse 3ph, 2ph (Excl Pole) | 5.2 Pole Mounted Fuses | Pole Mount Fuses | 0 | Labour | 2023 | 2023 | Simple | 97375 | 0 | 0 | 97375 | 97375 | 1.0578 | 0 | 0 | 102998.7682 | 102998.7682 | 102998.7682 | 102998.7682 | 0% | 0 | 0 | 0 | 0 | Asset replacement and renewal | 8%
Renewals | e. Distribution and LV cables | Cables | 45. LV XLPE or PVC installed in or after 1985 | 3.3 Low Voltage Cables | Low Voltage Cables | 0 | Cables | 2023 | 2023 | Simple | 113821.02 | 0 | 0 | 113821.02 | 113821.02 | 1.0156 | 0 | 0 | 115593.4552 | 115593.4552 | 115593.4552 | 115593.4552 | 0% | 0 | 0 | 0 | 0 | Asset replacement and renewal | 8%
Renewals | e. Distribution and LV cables | Cables | 45. LV XLPE or PVC installed in or after 1985 | 3.3 Low Voltage Cables | Low Voltage Cables | 0 | Labour | 2023 | 2023 | Simple | 170731.53 | 0 | 0 | 170731.53 | 170731.53 | 1.0578 | 0 | 0 | 180591.9104 | 180591.9104 | 180591.9104 | 180591.9104 | 0% | 0 | 0 | 0 | 0 | Asset replacement and renewal | 8%
Renewals | g. Distribution switchgear | Distribution Switchgear | 31. 22 / 11 kV Disconnector 3ph, 2ph (Excl Pole) | 5.3 Pole Mounted Switches | Pole Mounted Switches | 0 | Other | 2023 | 2023 | Simple | 411160 | 0 | 0 | 411160 | 411160 | 1.049 | 0 | 0 | 431287.17 | 431287.17 | 431287.17 | 431287.17 | 0% | 0 | 0 | 0 | 0 | Asset replacement and renewal | 8%
Renewals | g. Distribution switchgear | Distribution Switchgear | 31. 22 / 11 kV Disconnector 3ph, 2ph (Excl Pole) | 5.3 Pole Mounted Switches | Pole Mounted Switches | 0 | Labour | 2023 | 2023 | Simple | 102790 | 0 | 0 | 102790 | 102790 | 1.0578 | 0 | 0 | 108726.5045 | 108726.5045 | 108726.5045 | 108726.5045 | 0% | 0 | 0 | 0 | 0 | Asset replacement and renewal | 8%
Renewals | h. Other network assets | Secondary Systems | 50. SCADA and Comms (Central Facilities and / or wider Network Communications Equipment) | 7.3 Remote Terminal Units | Remote Terminal Units | 0 | Other | 2023 | 2023 | Simple | 15960 | 0 | 0 | 15960 | 15960 | 1.049 | 0 | 0 | 16741.2765 | 16741.2765 | 16741.2765 | 16741.2765 | 0% | 0 | 0 | 0 | 0 | Asset replacement and renewal | 10%
Renewals | h. Other network assets | Secondary Systems | 50. SCADA and Comms (Central Facilities and / or wider Network Communications Equipment) | 7.3 Remote Terminal Units | Remote Terminal Units | 0 | Labour | 2023 | 2023 | Simple | 63840 | 0 | 0 | 63840 | 63840 | 1.0578 | 0 | 0 | 67526.9973 | 67526.9973 | 67526.9973 | 67526.9973 | 0% | 0 | 0 | 0 | 0 | Asset replacement and renewal | 10%
Renewals | f. Distribution substations and transformers | Distribution Switchgear | 40. Distribution substations | 5.6 Ancillary Distribution Substation Equipment | Ancillary Distribution Substation Equipment | 0 | Other | 2023 | 2023 | Simple | 469194.075 | 0 | 0 | 469194.075 | 469194.075 | 1.049 | 0 | 0 | 492162.1383 | 492162.1383 | 492162.1383 | 492162.1383 | 0% | 0 | 0 | 0 | 0 | Asset replacement and renewal | 10%
Renewals | f. Distribution substations and transformers | Distribution Switchgear | 40. Distribution substations | 5.6 Ancillary Distribution Substation Equipment | Ancillary Distribution Substation Equipment | 0 | Labour | 2023 | 2023 | Simple | 469194.075 | 0 | 0 | 469194.075 | 469194.075 | 1.0578 | 0 | 0 | 496291.7767 | 496291.7767 | 496291.7767 | 496291.7767 | 0% | 0 | 0 | 0 | 0 | Asset replacement and renewal | 10%
Renewals | b. Subtransmission cables | Distribution Switchgear | 10. Sub-transmission Surge Arresters (3 phase set) | 5.6 Ancillary Distribution Substation Equipment | Ancillary Distribution Substation Equipment | 0 | Other | 2023 | 2023 | Simple | 142500 | 0 | 0 | 142500 | 142500 | 1.049 | 0 | 0 | 149475.6828 | 149475.6828 | 149475.6828 | 149475.6828 | 0% | 0 | 0 | 0 | 0 | Asset replacement and renewal | 8%
Renewals | b. Subtransmission cables | Distribution Switchgear | 10. Sub-transmission Surge Arresters (3 phase set) | 5.6 Ancillary Distribution Substation Equipment | Ancillary Distribution Substation Equipment | 0 | Labour | 2023 | 2023 | Simple | 142500 | 0 | 0 | 142500 | 142500 | 1.0578 | 0 | 0 | 150729.9046 | 150729.9046 | 150729.9046 | 150729.9046 | 0% | 0 | 0 | 0 | 0 | Asset replacement and renewal | 8%
Growth | d. Distribution and LV lines | Support Structures | 25. HV concrete or steel pole | 9 Distribution and LV Reinforcement | Poles | 0 | Other | 2023 | 2023 | Simple | 50351.9365 | 0 | 0 | 50351.9365 | 50351.9365 | 1.049 | 0 | 0 | 52816.7726 | 52816.7726 | 52816.7726 | 52816.7726 | 0% | 0 | 0 | 0 | 0 | System growth | 8%
Growth | d. Distribution and LV lines | Support Structures | 25. HV concrete or steel pole | 9 Distribution and LV Reinforcement | Poles | 0 | Labour | 2023 | 2023 | Simple | 50351.9365 | 0 | 0 | 50351.9365 | 50351.9365 | 1.0578 | 0 | 0 | 53259.948 | 53259.948 | 53259.948 | 53259.948 | 0% | 0 | 0 | 0 | 0 | System growth | 8%
Growth | d. Distribution and LV lines | Support Structures | 26. HV wood pole | 9 Distribution and LV Reinforcement | Poles | 0 | Other | 2023 | 2023 | Simple | 50351.9365 | 0 | 0 | 50351.9365 | 50351.9365 | 1.049 | 0 | 0 | 52816.7726 | 52816.7726 | 52816.7726 | 52816.7726 | 0% | 0 | 0 | 0 | 0 | System growth | 10%
Growth | d. Distribution and LV lines | Support Structures | 26. HV wood pole | 9 Distribution and LV Reinforcement | Poles | 0 | Labour | 2023 | 2023 | Simple | 50351.9365 | 0 | 0 | 50351.9365 | 50351.9365 | 1.0578 | 0 | 0 | 53259.948 | 53259.948 | 53259.948 | 53259.948 | 0% | 0 | 0 | 0 | 0 | System growth | 10%
Growth | d. Distribution and LV lines | Support Structures | 41. LV Concrete pole | 9 Distribution and LV Reinforcement | Poles | 0 | Other | 2023 | 2023 | Simple | 22378.6385 | 0 | 0 | 22378.6385 | 22378.6385 | 1.049 | 0 | 0 | 23474.1212 | 23474.1212 | 23474.1212 | 23474.1212 | 0% | 0 | 0 | 0 | 0 | System growth | 8%
Growth | d. Distribution and LV lines | Support Structures | 41. LV Concrete pole | 9 Distribution and LV Reinforcement | Poles | 0 | Labour | 2023 | 2023 | Simple | 22378.6385 | 0 | 0 | 22378.6385 | 22378.6385 | 1.0578 | 0 | 0 | 23671.088 | 23671.088 | 23671.088 | 23671.088 | 0% | 0 | 0 | 0 | 0 | System growth | 8%
Growth | d. Distribution and LV lines | Support Structures | 42. LV Wood pole | 9 Distribution and LV Reinforcement | Poles | 0 | Other | 2023 | 2023 | Simple | 22378.6385 | 0 | 0 | 22378.6385 | 22378.6385 | 1.049 | 0 | 0 | 23474.1212 | 23474.1212 | 23474.1212 | 23474.1212 | 0% | 0 | 0 | 0 | 0 | System growth | 10%
Growth | d. Distribution and LV lines | Support Structures | 42. LV Wood pole | 9 Distribution and LV Reinforcement | Poles | 0 | Labour | 2023 | 2023 | Simple | 22378.6385 | 0 | 0 | 22378.6385 | 22378.6385 | 1.0578 | 0 | 0 | 23671.088 | 23671.088 | 23671.088 | 23671.088 | 0% | 0 | 0 | 0 | 0 | System growth | 10%
Growth | d. Distribution and LV lines | Support Structures | 25. HV concrete or steel pole | 9 Distribution and LV Reinforcement | Crossarms | 0 | Other | 2023 | 2023 | Simple | 33567.9577 | 0 | 0 | 33567.9577 | 33567.9577 | 1.049 | 0 | 0 | 35211.1817 | 35211.1817 | 35211.1817 | 35211.1817 | 0% | 0 | 0 | 0 | 0 | System growth | 8%
Growth | d. Distribution and LV lines | Support Structures | 25. HV concrete or steel pole | 9 Distribution and LV Reinforcement | Crossarms | 0 | Labour | 2023 | 2023 | Simple | 33567.9577 | 0 | 0 | 33567.9577 | 33567.9577 | 1.0578 | 0 | 0 | 35506.632 | 35506.632 | 35506.632 | 35506.632 | 0% | 0 | 0 | 0 | 0 | System growth | 8%
Growth | d. Distribution and LV lines | Support Structures | 26. HV wood pole | 9 Distribution and LV Reinforcement | Crossarms | 0 | Other | 2023 | 2023 | Simple | 33567.9577 | 0 | 0 | 33567.9577 | 33567.9577 | 1.049 | 0 | 0 | 35211.1817 | 35211.1817 | 35211.1817 | 35211.1817 | 0% | 0 | 0 | 0 | 0 | System growth | 10%
Growth | d. Distribution and LV lines | Support Structures | 26. HV wood pole | 9 Distribution and LV Reinforcement | Crossarms | 0 | Labour | 2023 | 2023 | Simple | 33567.9577 | 0 | 0 | 33567.9577 | 33567.9577 | 1.0578 | 0 | 0 | 35506.632 | 35506.632 | 35506.632 | 35506.632 | 0% | 0 | 0 | 0 | 0 | System growth | 10%
Growth | d. Distribution and LV lines | Support Structures | 41. LV Concrete pole | 9 Distribution and LV Reinforcement | Crossarms | 0 | Other | 2023 | 2023 | Simple | 16783.9788 | 0 | 0 | 16783.9788 | 16783.9788 | 1.049 | 0 | 0 | 17605.5909 | 17605.5909 | 17605.5909 | 17605.5909 | 0% | 0 | 0 | 0 | 0 | System growth | 8%
Growth | d. Distribution and LV lines | Support Structures | 41. LV Concrete pole | 9 Distribution and LV Reinforcement | Crossarms | 0 | Labour | 2023 | 2023 | Simple | 16783.9788 | 0 | 0 | 16783.9788 | 16783.9788 | 1.0578 | 0 | 0 | 17753.316 | 17753.316 | 17753.316 | 17753.316 | 0% | 0 | 0 | 0 | 0 | System growth | 8%
Growth | d. Distribution and LV lines | Support Structures | 42. LV Wood pole | 9 Distribution and LV Reinforcement | Crossarms | 0 | Other | 2023 | 2023 | Simple | 16783.9788 | 0 | 0 | 16783.9788 | 16783.9788 | 1.049 | 0 | 0 | 17605.5909 | 17605.5909 | 17605.5909 | 17605.5909 | 0% | 0 | 0 | 0 | 0 | System growth | 10%
Growth | d. Distribution and LV lines | Support Structures | 42. LV Wood pole | 9 Distribution and LV Reinforcement | Crossarms | 0 | Labour | 2023 | 2023 | Simple | 16783.9788 | 0 | 0 | 16783.9788 | 16783.9788 | 1.0578 | 0 | 0 | 17753.316 | 17753.316 | 17753.316 | 17753.316 | 0% | 0 | 0 | 0 | 0 | System growth | 10%
Growth | g. Distribution switchgear | Distribution Switchgear | 32. 22 / 11 kV Load Break Switch (Excl Pole) | 9 Distribution and LV Reinforcement | Pole Mounted Switches | 0 | Other | 2023 | 2023 | Simple | 53708.7323 | 0 | 0 | 53708.7323 | 53708.7323 | 1.049 | 0 | 0 | 56337.8908 | 56337.8908 | 56337.8908 | 56337.8908 | 0% | 0 | 0 | 0 | 0 | System growth | 8%
Growth | g. Distribution switchgear | Distribution Switchgear | 32. 22 / 11 kV Load Break Switch (Excl Pole) | 9 Distribution and LV Reinforcement | Pole Mounted Switches | 0 | Labour | 2023 | 2023 | Simple | 35805.8215 | 0 | 0 | 35805.8215 | 35805.8215 | 1.0578 | 0 | 0 | 37873.7408 | 37873.7408 | 37873.7408 | 37873.7408 | 0% | 0 | 0 | 0 | 0 | System growth | 8%
Growth | g. Distribution switchgear | Distribution Switchgear | 34. 22 / 11 kV Sectionaliser or Recloser (Excl Pole) | 9 Distribution and LV Reinforcement | Reclosers and Sectionalisers | 0 | Other | 2023 | 2023 | Simple | 40281.5492 | 0 | 0 | 40281.5492 | 40281.5492 | 1.049 | 0 | 0 | 42253.4181 | 42253.4181 | 42253.4181 | 42253.4181 | 0% | 0 | 0 | 0 | 0 | System growth | 8%
Growth | g. Distribution switchgear | Distribution Switchgear | 34. 22 / 11 kV Sectionaliser or Recloser (Excl Pole) | 9 Distribution and LV Reinforcement | Reclosers and Sectionalisers | 0 | Labour | 2023 | 2023 | Simple | 26854.3662 | 0 | 0 | 26854.3662 | 26854.3662 | 1.0578 | 0 | 0 | 28405.3056 | 28405.3056 | 28405.3056 | 28405.3056 | 0% | 0 | 0 | 0 | 0 | System growth | 8%
Growth | g. Distribution switchgear | Distribution Switchgear | 33. 22 / 11 kV Dropout Fuse 3ph, 2ph (Excl Pole) | 9 Distribution and LV Reinforcement | Pole Mount Fuses | 0 | Other | 2023 | 2023 | Simple | 78325.2346 | 0 | 0 | 78325.2346 | 78325.2346 | 1.049 | 0 | 0 | 82159.424 | 82159.424 | 82159.424 | 82159.424 | 0% | 0 | 0 | 0 | 0 | System growth | 8%
Growth | g. Distribution switchgear | Distribution Switchgear | 33. 22 / 11 kV Dropout Fuse 3ph, 2ph (Excl Pole) | 9 Distribution and LV Reinforcement | Pole Mount Fuses | 0 | Labour | 2023 | 2023 | Simple | 78325.2346 | 0 | 0 | 78325.2346 | 78325.2346 | 1.0578 | 0 | 0 | 82848.808 | 82848.808 | 82848.808 | 82848.808 | 0% | 0 | 0 | 0 | 0 | System growth | 8%
Growth | e. Distribution and LV cables | Distribution Switchgear | 47. Link Pillars | 9 Distribution and LV Reinforcement | Low Voltage Enclosures | 0 | Other | 2023 | 2023 | Simple | 11189.3192 | 0 | 0 | 11189.3192 | 11189.3192 | 1.049 | 0 | 0 | 11737.0606 | 11737.0606 | 11737.0606 | 11737.0606 | 0% | 0 | 0 | 0 | 0 | System growth | 8%
Growth | e. Distribution and LV cables | Distribution Switchgear | 47. Link Pillars | 9 Distribution and LV Reinforcement | Low Voltage Enclosures | 0 | Labour | 2023 | 2023 | Simple | 11189.3192 | 0 | 0 | 11189.3192 | 11189.3192 | 1.0578 | 0 | 0 | 11835.544 | 11835.544 | 11835.544 | 11835.544 | 0% | 0 | 0 | 0 | 0 | System growth | 8%
Growth | f. Distribution substations and transformers | Distribution Transformers | 39. Ground Mounted, 22/0 | 9 Distribution and LV Reinforcement | Ground Mounted Distribution Transformers | 0 | Transformers | 2023 | 2023 | Simple | 179029.1077 | 0 | 0 | 179029.1077 | 179029.1077 | 0.95878 | 0 | 0 | 171648.9329 | 171648.9329 | 171648.9329 | 171648.9329 | 0% | 0 | 0 | 0 | 0 | System growth | 8%
Growth | f. Distribution substations and transformers | Distribution Transformers | 39. Ground Mounted, 22/0 | 9 Distribution and LV Reinforcement | Ground Mounted Distribution Transformers | 0 | Labour | 2023 | 2023 | Simple | 44757.2769 | 0 | 0 | 44757.2769 | 44757.2769 | 1.0578 | 0 | 0 | 47342.176 | 47342.176 | 47342.176 | 47342.176 | 0% | 0 | 0 | 0 | 0 | System growth | 8%
Growth | f. Distribution substations and transformers | Distribution Transformers | 38. Pole Mounted Single/Two/Three Phase, 22/0 | 9 Distribution and LV Reinforcement | Pole Mounted Distribution Transformers | 0 | Transformers | 2023 | 2023 | Simple | 53708.7323 | 0 | 0 | 53708.7323 | 53708.7323 | 0.95878 | 0 | 0 | 51494.6799 | 51494.6799 | 51494.6799 | 51494.6799 | 0% | 0 | 0 | 0 | 0 | System growth | 8%
Growth | f. Distribution substations and transformers | Distribution Transformers | 38. Pole Mounted Single/Two/Three Phase, 22/0 | 9 Distribution and LV Reinforcement | Pole Mounted Distribution Transformers | 0 | Labour | 2023 | 2023 | Simple | 13427.1831 | 0 | 0 | 13427.1831 | 13427.1831 | 1.0578 | 0 | 0 | 14202.6528 | 14202.6528 | 14202.6528 | 14202.6528 | 0% | 0 | 0 | 0 | 0 | System growth | 8%
Growth | g. Distribution switchgear | Distribution Transformers | 35. Voltage Regulator | 9 Distribution and LV Reinforcement | Voltage Regulators | 0 | Transformers | 2023 | 2023 | Simple | 8951.4554 | 0 | 0 | 8951.4554 | 8951.4554 | 0.95878 | 0 | 0 | 8582.4466 | 8582.4466 | 8582.4466 | 8582.4466 | 0% | 0 | 0 | 0 | 0 | System growth | 8%
Growth | g. Distribution switchgear | Distribution Transformers | 35. Voltage Regulator | 9 Distribution and LV Reinforcement | Voltage Regulators | 0 | Labour | 2023 | 2023 | Simple | 2237.8638 | 0 | 0 | 2237.8638 | 2237.8638 | 1.0578 | 0 | 0 | 2367.1088 | 2367.1088 | 2367.1088 | 2367.1088 | 0% | 0 | 0 | 0 | 0 | System growth | 8%
Growth | c. Zone substations | Secondary Systems | 19. Circuit/Transformer/Feeder/Bus Section/Coupler Protection & Controls - Digital | 9 Distribution and LV Reinforcement | Protection | 0 | Other | 2023 | 2023 | Simple | 4475.7277 | 0 | 0 | 4475.7277 | 4475.7277 | 1.049 | 0 | 0 | 4694.8242 | 4694.8242 | 4694.8242 | 4694.8242 | 0% | 0 | 0 | 0 | 0 | System growth | 8%
Growth | c. Zone substations | Secondary Systems | 19. Circuit/Transformer/Feeder/Bus Section/Coupler Protection & Controls - Digital | 9 Distribution and LV Reinforcement | Protection | 0 | Labour | 2023 | 2023 | Simple | 17902.9108 | 0 | 0 | 17902.9108 | 17902.9108 | 1.0578 | 0 | 0 | 18936.8704 | 18936.8704 | 18936.8704 | 18936.8704 | 0% | 0 | 0 | 0 | 0 | System growth | 8%
Growth | h. Other network assets | Secondary Systems | 50. SCADA and Comms (Central Facilities and / or wider Network Communications Equipment) | 9 Distribution and LV Reinforcement | Remote Terminal Units | 0 | Other | 2023 | 2023 | Simple | 2237.8638 | 0 | 0 | 2237.8638 | 2237.8638 | 1.049 | 0 | 0 | 2347.4121 | 2347.4121 | 2347.4121 | 2347.4121 | 0% | 0 | 0 | 0 | 0 | System growth | 10%
Growth | h. Other network assets | Secondary Systems | 50. SCADA and Comms (Central Facilities and / or wider Network Communications Equipment) | 9 Distribution and LV Reinforcement | Remote Terminal Units | 0 | Labour | 2023 | 2023 | Simple | 8951.4554 | 0 | 0 | 8951.4554 | 8951.4554 | 1.0578 | 0 | 0 | 9468.4352 | 9468.4352 | 9468.4352 | 9468.4352 | 0% | 0 | 0 | 0 | 0 | System growth | 10%
Growth | e. Distribution and LV cables | Cables | 29. HV XLPE installed in or after 1985 | 9 Distribution and LV Reinforcement | Distribution Cables | 0 | Cables | 2023 | 2023 | Simple | 181266.9716 | 0 | 0 | 181266.9716 | 181266.9716 | 1.0156 | 0 | 0 | 184089.6837 | 184089.6837 | 184089.6837 | 184089.6837 | 0% | 0 | 0 | 0 | 0 | System growth | 8%
Growth | e. Distribution and LV cables | Cables | 29. HV XLPE installed in or after 1985 | 9 Distribution and LV Reinforcement | Distribution Cables | 0 | Labour | 2023 | 2023 | Simple | 422956.267 | 0 | 0 | 422956.267 | 422956.267 | 1.0578 | 0 | 0 | 447383.5634 | 447383.5634 | 447383.5634 | 447383.5634 | 0% | 0 | 0 | 0 | 0 | System growth | 8%
Growth | e. Distribution and LV cables | Cables | 45. LV XLPE or PVC installed in or after 1985 | 9 Distribution and LV Reinforcement | Low Voltage Cables | 0 | Cables | 2023 | 2023 | Simple | 17902.9108 | 0 | 0 | 17902.9108 | 17902.9108 | 1.0156 | 0 | 0 | 18181.6972 | 18181.6972 | 18181.6972 | 18181.6972 | 0% | 0 | 0 | 0 | 0 | System growth | 8%
Growth | e. Distribution and LV cables | Cables | 45. LV XLPE or PVC installed in or after 1985 | 9 Distribution and LV Reinforcement | Low Voltage Cables | 0 | Labour | 2023 | 2023 | Simple | 26854.3662 | 0 | 0 | 26854.3662 | 26854.3662 | 1.0578 | 0 | 0 | 28405.3056 | 28405.3056 | 28405.3056 | 28405.3056 | 0% | 0 | 0 | 0 | 0 | System growth | 8%
Growth | d. Distribution and LV lines | Overhead Conductors | 25. HV concrete or steel pole | 9 Distribution and LV Reinforcement | Distribution Conductor | 0 | Conductor | 2023 | 2023 | Simple | 35805.8215 | 0 | 0 | 35805.8215 | 35805.8215 | 1.0159 | 0 | 0 | 36376.6551 | 36376.6551 | 36376.6551 | 36376.6551 | 0% | 0 | 0 | 0 | 0 | System growth | 8%
Growth | d. Distribution and LV lines | Overhead Conductors | 25. HV concrete or steel pole | 9 Distribution and LV Reinforcement | Distribution Conductor | 0 | Labour | 2023 | 2023 | Simple | 143223.2862 | 0 | 0 | 143223.2862 | 143223.2862 | 1.0578 | 0 | 0 | 151494.9633 | 151494.9633 | 151494.9633 | 151494.9633 | 0% | 0 | 0 | 0 | 0 | System growth | 8%
Growth | d. Distribution and LV lines | Overhead Conductors | 26. HV wood pole | 9 Distribution and LV Reinforcement | Distribution Conductor | 0 | Conductor | 2023 | 2023 | Simple | 35805.8215 | 0 | 0 | 35805.8215 | 35805.8215 | 1.0159 | 0 | 0 | 36376.6551 | 36376.6551 | 36376.6551 | 36376.6551 | 0% | 0 | 0 | 0 | 0 | System growth | 10%
Growth | d. Distribution and LV lines | Overhead Conductors | 26. HV wood pole | 9 Distribution and LV Reinforcement | Distribution Conductor | 0 | Labour | 2023 | 2023 | Simple | 143223.2862 | 0 | 0 | 143223.2862 | 143223.2862 | 1.0578 | 0 | 0 | 151494.9633 | 151494.9633 | 151494.9633 | 151494.9633 | 0% | 0 | 0 | 0 | 0 | System growth | 10%
Growth | d. Distribution and LV lines | Overhead Conductors | 41. LV Concrete pole | 9 Distribution and LV Reinforcement | Low Voltage Conductor | 0 | Conductor | 2023 | 2023 | Simple | 6713.5915 | 0 | 0 | 6713.5915 | 6713.5915 | 1.0159 | 0 | 0 | 6820.6228 | 6820.6228 | 6820.6228 | 6820.6228 | 0% | 0 | 0 | 0 | 0 | System growth | 8%
Growth | d. Distribution and LV lines | Overhead Conductors | 41. LV Concrete pole | 9 Distribution and LV Reinforcement | Low Voltage Conductor | 0 | Labour | 2023 | 2023 | Simple | 26854.3662 | 0 | 0 | 26854.3662 | 26854.3662 | 1.0578 | 0 | 0 | 28405.3056 | 28405.3056 | 28405.3056 | 28405.3056 | 0% | 0 | 0 | 0 | 0 | System growth | 8%
Growth | d. Distribution and LV lines | Overhead Conductors | 42. LV Wood pole | 9 Distribution and LV Reinforcement | Low Voltage Conductor | 0 | Conductor | 2023 | 2023 | Simple | 6713.5915 | 0 | 0 | 6713.5915 | 6713.5915 | 1.0159 | 0 | 0 | 6820.6228 | 6820.6228 | 6820.6228 | 6820.6228 | 0% | 0 | 0 | 0 | 0 | System growth | 10%
Growth | d. Distribution and LV lines | Overhead Conductors | 42. LV Wood pole | 9 Distribution and LV Reinforcement | Low Voltage Conductor | 0 | Labour | 2023 | 2023 | Simple | 26854.3662 | 0 | 0 | 26854.3662 | 26854.3662 | 1.0578 | 0 | 0 | 28405.3056 | 28405.3056 | 28405.3056 | 28405.3056 | 0% | 0 | 0 | 0 | 0 | System growth | 10%
Renewals | d. Distribution and LV lines | Support Structures | 25. HV concrete or steel pole | 1.1 Poles | Poles | 0 | Other | 2023 | 2023 | Simple | 5135700 | 0 | 0 | 5135700 | 5135700 | 1.049 | 0 | 0 | 5387103.6071 | 5387103.6071 | 5387103.6071 | 5387103.6071 | 0% | 0 | 0 | 0 | 0 | Asset replacement and renewal | 8%
Renewals | d. Distribution and LV lines | Support Structures | 25. HV concrete or steel pole | 1.1 Poles | Poles | 0 | Labour | 2023 | 2023 | Simple | 5135700 | 0 | 0 | 5135700 | 5135700 | 1.0578 | 0 | 0 | 5432305.7629 | 5432305.7629 | 5432305.7629 | 5432305.7629 | 0% | 0 | 0 | 0 | 0 | Asset replacement and renewal | 8%
Renewals | d. Distribution and LV lines | Support Structures | 25. HV concrete or steel pole | 1.2 Crossarms | Crossarms | 0 | Other | 2023 | 2023 | Simple | 4124562.75 | 0 | 0 | 4124562.75 | 4124562.75 | 1.049 | 0 | 0 | 4326469.0048 | 4326469.0048 | 4326469.0048 | 4326469.0048 | 0% | 0 | 0 | 0 | 0 | Asset replacement and renewal | 8%
Renewals | d. Distribution and LV lines | Support Structures | 25. HV concrete or steel pole | 1.2 Crossarms | Crossarms | 0 | Labour | 2023 | 2023 | Simple | 4124562.75 | 0 | 0 | 4124562.75 | 4124562.75 | 1.0578 | 0 | 0 | 4362771.5786 | 4362771.5786 | 4362771.5786 | 4362771.5786 | 0% | 0 | 0 | 0 | 0 | Asset replacement and renewal | 8%
Renewals | d. Distribution and LV lines | Overhead Conductors | 25. HV concrete or steel pole | 2.2 Distribution Conductor | Distribution Conductor | 0 | Conductor | 2023 | 2023 | Simple | 1052220 | 0 | 0 | 1052220 | 1052220 | 1.0159 | 0 | 0 | 1068994.9963 | 1068994.9963 | 1068994.9963 | 1068994.9963 | 0% | 0 | 0 | 0 | 0 | Asset replacement and renewal | 8%
Renewals | d. Distribution and LV lines | Overhead Conductors | 25. HV concrete or steel pole | 2.2 Distribution Conductor | Distribution Conductor | 0 | Labour | 2023 | 2023 | Simple | 4208880 | 0 | 0 | 4208880 | 4208880 | 1.0578 | 0 | 0 | 4451958.4632 | 4451958.4632 | 4451958.4632 | 4451958.4632 | 0% | 0 | 0 | 0 | 0 | Asset replacement and renewal | 8%
Renewals | d. Distribution and LV lines | Overhead Conductors | 25. HV concrete or steel pole | 2.3 Low Voltage Conductor | Distribution Conductor | 0 | Conductor | 2023 | 2023 | Simple | 780444 | 0 | 0 | 780444 | 780444 | 1.0159 | 0 | 0 | 792886.2129 | 792886.2129 | 792886.2129 | 792886.2129 | 0% | 0 | 0 | 0 | 0 | Asset replacement and renewal | 8%
Renewals | d. Distribution and LV lines | Overhead Conductors | 25. HV concrete or steel pole | 2.3 Low Voltage Conductor | Distribution Conductor | 0 | Labour | 2023 | 2023 | Simple | 3121776 | 0 | 0 | 3121776 | 3121776 | 1.0578 | 0 | 0 | 3302070.1667 | 3302070.1667 | 3302070.1667 | 3302070.1667 | 0% | 0 | 0 | 0 | 0 | Asset replacement and renewal | 8%
Renewals | g. Distribution switchgear | Distribution Switchgear | 36. Ring Main Unit – 3 Way | 5.1 Ground Mounted Switchgear | Ground Mounted Switchgear | 0 | Switchgear | 2023 | 2023 | Simple | 2451000 | 0 | 0 | 2451000 | 2451000 | 0.97926 | 0 | 0 | 2400173.843 | 2400173.843 | 2400173.843 | 2400173.843 | 0% | 0 | 0 | 0 | 0 | Asset replacement and renewal | 8%
Renewals | g. Distribution switchgear | Distribution Switchgear | 36. Ring Main Unit – 3 Way | 5.1 Ground Mounted Switchgear | Ground Mounted Switchgear | 0 | Labour | 2023 | 2023 | Simple | 612750 | 0 | 0 | 612750 | 612750 | 1.0578 | 0 | 0 | 648138.5899 | 648138.5899 | 648138.5899 | 648138.5899 | 0% | 0 | 0 | 0 | 0 | Asset replacement and renewal | 8%
Renewals | e. Distribution and LV cables | Distribution Switchgear | 47. Link Pillars | 5.4 Low Voltage Enclosures | Low Voltage Enclosures | 0 | Other | 2023 | 2023 | Simple | 592450 | 0 | 0 | 592450 | 592450 | 1.049 | 0 | 0 | 621451.7071 | 621451.7071 | 621451.7071 | 621451.7071 | 0% | 0 | 0 | 0 | 0 | Asset replacement and renewal | 8%
Renewals | e. Distribution and LV cables | Distribution Switchgear | 47. Link Pillars | 5.4 Low Voltage Enclosures | Low Voltage Enclosures | 0 | Labour | 2023 | 2023 | Simple | 592450 | 0 | 0 | 592450 | 592450 | 1.0578 | 0 | 0 | 626666.1895 | 626666.1895 | 626666.1895 | 626666.1895 | 0% | 0 | 0 | 0 | 0 | Asset replacement and renewal | 8%
Renewals | e. Distribution and LV cables | Distribution Switchgear | 48. LV Overhead / Underground Customer Service Connections | 5.4 Low Voltage Enclosures | Low Voltage Enclosures | 0 | Other | 2023 | 2023 | Simple | 390000 | 0 | 0 | 390000 | 390000 | 1.049 | 0 | 0 | 409091.3423 | 409091.3423 | 409091.3423 | 409091.3423 | 0% | 0 | 0 | 0 | 0 | Asset replacement and renewal | 8%
Renewals | e. Distribution and LV cables | Distribution Switchgear | 48. LV Overhead / Underground Customer Service Connections | 5.4 Low Voltage Enclosures | Low Voltage Enclosures | 0 | Labour | 2023 | 2023 | Simple | 390000 | 0 | 0 | 390000 | 390000 | 1.0578 | 0 | 0 | 412523.9495 | 412523.9495 | 412523.9495 | 412523.9495 | 0% | 0 | 0 | 0 | 0 | Asset replacement and renewal | 8%
Renewals | c. Zone substations | Secondary Systems | 19. Circuit/Transformer/Feeder/Bus Section/Coupler Protection & Controls - Digital | 7.1 Protection | Protection | 0 | Other | 2023 | 2023 | Simple | 448400 | 0 | 0 | 448400 | 448400 | 1.049 | 0 | 0 | 470350.1485 | 470350.1485 | 470350.1485 | 470350.1485 | 0% | 0 | 0 | 0 | 0 | Asset replacement and renewal | 8%
Renewals | c. Zone substations | Secondary Systems | 19. Circuit/Transformer/Feeder/Bus Section/Coupler Protection & Controls - Digital | 7.1 Protection | Protection | 0 | Labour | 2023 | 2023 | Simple | 1793600 | 0 | 0 | 1793600 | 1793600 | 1.0578 | 0 | 0 | 1897187.0663 | 1897187.0663 | 1897187.0663 | 1897187.0663 | 0% | 0 | 0 | 0 | 0 | Asset replacement and renewal | 8%
Non Network Capex | i. Non-network assets | Non-network Assets | 54. Computer hardware | 14 IT | Computer hardware | 0 | Other | 2023 | 2023 | Simple | 104500 | 0 | 0 | 104500 | 104500 | 1.049 | 0 | 0 | 109615.5007 | 109615.5007 | 109615.5007 | 109615.5007 | 0% | 0 | 0 | 0 | 0 | Non-network CAPEX | 50%
Non Network Capex | i. Non-network assets | Non-network Assets | 55. Computer software | 14 IT | Computer software | 0 | Other | 2023 | 2023 | Simple | 1985500 | 0 | 0 | 1985500 | 1985500 | 1.049 | 0 | 0 | 2082694.5133 | 2082694.5133 | 2082694.5133 | 2082694.5133 | 0% | 0 | 0 | 0 | 0 | Non-network CAPEX | 50%
Non Network Capex | i. Non-network assets | Non-network Assets | 59. Other non-network | 14 IT | 0 | 14 IT | Other | 2023 | 2023 | Simple | 0 | 0 | 0 | 0 | 0 | 1.049 | 0 | 0 | 0 | 0 | 0 | 0 | 0% | 0 | 0 | 0 | 0 | Non-network CAPEX
Non Network Capex | i. Non-network assets | Non-network Assets | 57. Plant and equipment | 15 Facilities | 0 | 15 Facilities | Other | 2023 | 2023 | Simple | 0 | 0 | 253104.7368 | 253104.7368 | 253104.7368 | 1.049 | 265494.7603 | 0 | 0 | 0 | 265494.7603 | 265494.7603 | 0% | 0 | 0 | 0 | 0 | Non-network CAPEX
Renewals | c. Zone substations | Zone Substations | 16. 66/50/33/22/11 kV Outdoor Circuit Breakers | 4.1 Zone Substations | Outdoor Switchgear | 0 | Labour | 2023 | 2023 | Simple | 156408 | 0 | 0 | 156408 | 156408 | 1.0578 | 0 | 0 | 165441.1433 | 165441.1433 | 165441.1433 | 165441.1433 | 0% | 0 | 0 | 0 | 0 | Asset replacement and renewal | 8%
Renewals | c. Zone substations | Zone Substations | 16. 66/50/33/22/11 kV Outdoor Circuit Breakers | 4.1 Zone Substations | Outdoor Switchgear | 0 | Switchgear | 2023 | 2023 | Simple | 625632 | 0 | 0 | 625632 | 625632 | 0.97926 | 0 | 0 | 612658.3279 | 612658.3279 | 612658.3279 | 612658.3279 | 0% | 0 | 0 | 0 | 0 | Asset replacement and renewal | 8%
Renewals | c. Zone substations | Zone Substations | 17. Outdoor Switchgear | 4.1 Zone Substations | Outdoor Switchgear | 0 | Labour | 2023 | 2023 | Simple | 29526 | 0 | 0 | 29526 | 29526 | 1.0578 | 0 | 0 | 31231.2362 | 31231.2362 | 31231.2362 | 31231.2362 | 0% | 0 | 0 | 0 | 0 | Asset replacement and renewal | 8%
Renewals | c. Zone substations | Zone Substations | 17. Outdoor Switchgear | 4.1 Zone Substations | Outdoor Switchgear | 0 | Switchgear | 2023 | 2023 | Simple | 118104 | 0 | 0 | 118104 | 118104 | 0.97926 | 0 | 0 | 115654.8884 | 115654.8884 | 115654.8884 | 115654.8884 | 0% | 0 | 0 | 0 | 0 | Asset replacement and renewal | 8%
Renewals | c. Zone substations | Secondary Systems | 19. Circuit/Transformer/Feeder/Bus Section/Coupler Protection & Controls - Digital | 4.1 Zone Substations | Protection | 0 | Labour | 2023 | 2023 | Simple | 383040 | 0 | 0 | 383040 | 383040 | 1.0578 | 0 | 0 | 405161.9836 | 405161.9836 | 405161.9836 | 405161.9836 | 0% | 0 | 0 | 0 | 0 | Asset replacement and renewal | 8%
Renewals | c. Zone substations | Secondary Systems | 19. Circuit/Transformer/Feeder/Bus Section/Coupler Protection & Controls - Digital | 4.1 Zone Substations | Protection | 0 | Other | 2023 | 2023 | Simple | 95760 | 0 | 0 | 95760 | 95760 | 1.049 | 0 | 0 | 100447.6588 | 100447.6588 | 100447.6588 | 100447.6588 | 0% | 0 | 0 | 0 | 0 | Asset replacement and renewal | 8%
Renewals | c. Zone substations | Zone Substations | 16. 66/50/33/22/11 kV Outdoor Circuit Breakers | 4.1 Zone Substations | Outdoor Switchgear | 0 | Labour | 2023 | 2023 | Simple | 111720 | 0 | 0 | 111720 | 111720 | 1.0578 | 0 | 0 | 118172.2452 | 118172.2452 | 118172.2452 | 118172.2452 | 0% | 0 | 0 | 0 | 0 | Asset replacement and renewal | 8%
Renewals | c. Zone substations | Zone Substations | 16. 66/50/33/22/11 kV Outdoor Circuit Breakers | 4.1 Zone Substations | Outdoor Switchgear | 0 | Switchgear | 2023 | 2023 | Simple | 446880 | 0 | 0 | 446880 | 446880 | 0.97926 | 0 | 0 | 437613.0914 | 437613.0914 | 437613.0914 | 437613.0914 | 0% | 0 | 0 | 0 | 0 | Asset replacement and renewal | 8%
Renewals | c. Zone substations | Zone Substations | 17. Outdoor Switchgear | 4.1 Zone Substations | Outdoor Switchgear | 0 | Labour | 2023 | 2023 | Simple | 137788 | 0 | 0 | 137788 | 137788 | 1.0578 | 0 | 0 | 145745.7691 | 145745.7691 | 145745.7691 | 145745.7691 | 0% | 0 | 0 | 0 | 0 | Asset replacement and renewal | 8%
Renewals | c. Zone substations | Zone Substations | 17. Outdoor Switchgear | 4.1 Zone Substations | Outdoor Switchgear | 0 | Switchgear | 2023 | 2023 | Simple | 551152 | 0 | 0 | 551152 | 551152 | 0.97926 | 0 | 0 | 539722.8127 | 539722.8127 | 539722.8127 | 539722.8127 | 0% | 0 | 0 | 0 | 0 | Asset replacement and renewal | 8%
Renewals | c. Zone substations | Secondary Systems | 19. Circuit/Transformer/Feeder/Bus Section/Coupler Protection & Controls - Digital | 4.1 Zone Substations | Protection | 0 | Labour | 2023 | 2023 | Simple | 212800 | 0 | 0 | 212800 | 212800 | 1.0578 | 0 | 0 | 225089.9909 | 225089.9909 | 225089.9909 | 225089.9909 | 0% | 0 | 0 | 0 | 0 | Asset replacement and renewal | 8%
Renewals | c. Zone substations | Secondary Systems | 19. Circuit/Transformer/Feeder/Bus Section/Coupler Protection & Controls - Digital | 4.1 Zone Substations | Protection | 0 | Other | 2023 | 2023 | Simple | 53200 | 0 | 0 | 53200 | 53200 | 1.049 | 0 | 0 | 55804.2549 | 55804.2549 | 55804.2549 | 55804.2549 | 0% | 0 | 0 | 0 | 0 | Asset replacement and renewal | 8%
Renewals | b. Subtransmission cables | Cables | 4. Subtransmission XLPE installed in or after 1985 | 3.1 Subtransmission Cables | Subtransmission Cables | 0 | Cables | 2023 | 2024 | Complex | 568814.4 | 0 | 0 | 568814.4 | 568814.4 | 1.0156 | 0 | 0 | 577672.0494 | 577672.0494 | 577672.0494 | 577672.0494 | 3.557% | 20230.995 | 20546.0346 | 598218.084 | 598218.084 | Asset replacement and renewal | 8%
Renewals | b. Subtransmission cables | Cables | 4. Subtransmission XLPE installed in or after 1985 | 3.1 Subtransmission Cables | Subtransmission Cables | 0 | Labour | 2023 | 2024 | Complex | 1327233.6 | 0 | 0 | 1327233.6 | 1327233.6 | 1.0578 | 0 | 0 | 1403886.2733 | 1403886.2733 | 1403886.2733 | 1403886.2733 | 3.557% | 47205.655 | 49931.957 | 1453818.2304 | 1453818.2304 | Asset replacement and renewal | 8%
Growth | b. Subtransmission cables | Cables | 4. Subtransmission XLPE installed in or after 1985 | 8.1 Arrowtown 33kV Ring Upgrade | Subtransmission Cables | 0 | Cables | 2023 | 2024 | Complex | 179997.792 | 0 | 0 | 179997.792 | 179997.792 | 1.0156 | 0 | 0 | 182800.7402 | 182800.7402 | 182800.7402 | 182800.7402 | 3.557% | 6401.973 | 6501.6653 | 189302.4056 | 189302.4056 | System growth | 8%
Growth | b. Subtransmission cables | Cables | 4. Subtransmission XLPE installed in or after 1985 | 8.1 Arrowtown 33kV Ring Upgrade | Subtransmission Cables | 0 | Labour | 2023 | 2024 | Complex | 419994.848 | 0 | 0 | 419994.848 | 419994.848 | 1.0578 | 0 | 0 | 444251.1115 | 444251.1115 | 444251.1115 | 444251.1115 | 3.557% | 14937.937 | 15800.6584 | 460051.7698 | 460051.7698 | System growth | 8%
Growth | a. Subtransmission lines | Overhead Conductors | 1. Subtransmission concrete or steel pole | 8.1 Arrowtown 33kV Ring Upgrade | Subtransmission Conductor | 0 | Conductor | 2023 | 2024 | Complex | 311246.182 | 0 | 0 | 311246.182 | 311246.182 | 1.0159 | 0 | 0 | 316208.218 | 316208.218 | 316208.218 | 316208.218 | 3.557% | 11070.0783 | 11246.5628 | 327454.7808 | 327454.7808 | System growth | 8%
Growth | a. Subtransmission lines | Overhead Conductors | 1. Subtransmission concrete or steel pole | 8.1 Arrowtown 33kV Ring Upgrade | Subtransmission Conductor | 0 | Labour | 2023 | 2024 | Complex | 1244984.728 | 0 | 0 | 1244984.728 | 1244984.728 | 1.0578 | 0 | 0 | 1316887.2233 | 1316887.2233 | 1316887.2233 | 1316887.2233 | 3.557% | 44280.3132 | 46837.6659 | 1363724.8892 | 1363724.8892 | System growth | 8%
Growth | a. Subtransmission lines | Overhead Conductors | 2. Subtransmission wood pole | 8.1 Arrowtown 33kV Ring Upgrade | Subtransmission Conductor | 0 | Conductor | 2023 | 2024 | Complex | 311246.182 | 0 | 0 | 311246.182 | 311246.182 | 1.0159 | 0 | 0 | 316208.218 | 316208.218 | 316208.218 | 316208.218 | 3.557% | 11070.0783 | 11246.5628 | 327454.7808 | 327454.7808 | System growth | 10%
Growth | a. Subtransmission lines | Overhead Conductors | 2. Subtransmission wood pole | 8.1 Arrowtown 33kV Ring Upgrade | Subtransmission Conductor | 0 | Labour | 2023 | 2024 | Complex | 1244984.728 | 0 | 0 | 1244984.728 | 1244984.728 | 1.0578 | 0 | 0 | 1316887.2233 | 1316887.2233 | 1316887.2233 | 1316887.2233 | 3.557% | 44280.3132 | 46837.6659 | 1363724.8892 | 1363724.8892 | System growth | 10%
Growth | c. Zone substations | Zone Substations | 17. Outdoor Switchgear | 8.1 Arrowtown 33kV Ring Upgrade | Outdoor Switchgear | 0 | Switchgear | 2023 | 2024 | Complex | 29999.632 | 0 | 0 | 29999.632 | 29999.632 | 0.97926 | 0 | 0 | 29377.5324 | 29377.5324 | 29377.5324 | 29377.5324 | 3.557% | 1066.9955 | 1044.8693 | 30422.4018 | 30422.4018 | System growth | 8%
Growth | c. Zone substations | Zone Substations | 17. Outdoor Switchgear | 8.1 Arrowtown 33kV Ring Upgrade | Outdoor Switchgear | 0 | Labour | 2023 | 2024 | Complex | 7499.908 | 0 | 0 | 7499.908 | 7499.908 | 1.0578 | 0 | 0 | 7933.0556 | 7933.0556 | 7933.0556 | 7933.0556 | 3.557% | 266.7489 | 282.1546 | 8215.2102 | 8215.2102 | System growth | 8%
Growth | c. Zone substations | Zone Substations | 14. 66/50/33/22/11 kV Indoor Switchgear Cubicle | 8.16 Smith Street to Willowbank Inter-tie | Indoor Switchgear | 0 | Switchgear | 2023 | 2024 | Complex | 0 | 0 | 0 | 0 | 0 | 0.97926 | 0 | 0 | 0 | 0 | 0 | 0 | 3.557% | 0 | 0 | 0 | 0 | System growth | 8%
Growth | c. Zone substations | Zone Substations | 14. 66/50/33/22/11 kV Indoor Switchgear Cubicle | 8.16 Smith Street to Willowbank Inter-tie | Indoor Switchgear | 0 | Labour | 2023 | 2024 | Complex | 0 | 0 | 0 | 0 | 0 | 1.0578 | 0 | 0 | 0 | 0 | 0 | 0 | 3.557% | 0 | 0 | 0 | 0 | System growth | 8%
Growth | b. Subtransmission cables | Cables | 4. Subtransmission XLPE installed in or after 1985 | 8.16 Smith Street to Willowbank Inter-tie | Subtransmission Cables | 0 | Cables | 2023 | 2024 | Complex | 0 | 0 | 0 | 0 | 0 | 1.0156 | 0 | 0 | 0 | 0 | 0 | 0 | 3.557% | 0 | 0 | 0 | 0 | System growth | 8%
Growth | b. Subtransmission cables | Cables | 4. Subtransmission XLPE installed in or after 1985 | 8.16 Smith Street to Willowbank Inter-tie | Subtransmission Cables | 0 | Labour | 2023 | 2024 | Complex | 0 | 0 | 0 | 0 | 0 | 1.0578 | 0 | 0 | 0 | 0 | 0 | 0 | 3.557% | 0 | 0 | 0 | 0 | System growth | 8%
Renewals | c. Zone substations | Zone Substations | 12. Site Development and Buildings | 4.1 Zone Substations | Buildings and Grounds | 0 | Labour | 2023 | 2024 | Complex | 114000 | 0 | 0 | 114000 | 114000 | 1.0578 | 0 | 0 | 120583.9237 | 120583.9237 | 120583.9237 | 120583.9237 | 3.557% | 4054.6326 | 4288.8027 | 124872.7264 | 124872.7264 | Asset replacement and renewal | 0%
Renewals | c. Zone substations | Zone Substations | 12. Site Development and Buildings | 4.1 Zone Substations | Buildings and Grounds | 0 | Other | 2023 | 2024 | Complex | 114000 | 0 | 0 | 114000 | 114000 | 1.049 | 0 | 0 | 119580.5462 | 119580.5462 | 119580.5462 | 119580.5462 | 3.557% | 4054.6326 | 4253.1157 | 123833.6619 | 123833.6619 | Asset replacement and renewal | 0%
Renewals | c. Zone substations | Zone Substations | 13. Transformers | 4.1 Zone Substations | Power Transformers | 0 | Labour | 2023 | 2024 | Complex | 23940 | 0 | 0 | 23940 | 23940 | 1.0578 | 0 | 0 | 25322.624 | 25322.624 | 25322.624 | 25322.624 | 3.557% | 851.4729 | 900.6486 | 26223.2726 | 26223.2726 | Asset replacement and renewal | 8%
Renewals | c. Zone substations | Zone Substations | 13. Transformers | 4.1 Zone Substations | Power Transformers | 0 | Transformers | 2023 | 2024 | Complex | 35910 | 0 | 0 | 35910 | 35910 | 0.95878 | 0 | 0 | 34429.6704 | 34429.6704 | 34429.6704 | 34429.6704 | 3.557% | 1277.2093 | 1224.5585 | 35654.2289 | 35654.2289 | Asset replacement and renewal | 8%
Renewals | c. Zone substations | Zone Substations | 14. 66/50/33/22/11 kV Indoor Switchgear Cubicle | 4.1 Zone Substations | Indoor Switchgear | 0 | Labour | 2023 | 2024 | Complex | 153900 | 0 | 0 | 153900 | 153900 | 1.0578 | 0 | 0 | 162788.297 | 162788.297 | 162788.297 | 162788.297 | 3.557% | 5473.7541 | 5789.8837 | 168578.1807 | 168578.1807 | Asset replacement and renewal | 8%
Renewals | c. Zone substations | Zone Substations | 14. 66/50/33/22/11 kV Indoor Switchgear Cubicle | 4.1 Zone Substations | Indoor Switchgear | 0 | Switchgear | 2023 | 2024 | Complex | 230850 | 0 | 0 | 230850 | 230850 | 0.97926 | 0 | 0 | 226062.8852 | 226062.8852 | 226062.8852 | 226062.8852 | 3.557% | 8210.6311 | 8040.368 | 234103.2532 | 234103.2532 | Asset replacement and renewal | 8%
Renewals | c. Zone substations | Secondary Systems | 23. DC Supplies, Batteries and Inverters | 4.1 Zone Substations | DC Systems | 0 | Labour | 2023 | 2024 | Complex | 26812.5606 | 0 | 0 | 26812.5606 | 26812.5606 | 1.0578 | 0 | 0 | 28361.0856 | 28361.0856 | 28361.0856 | 28361.0856 | 3.557% | 953.6411 | 1008.7174 | 29369.803 | 29369.803 | Asset replacement and renewal | 8%
Renewals | c. Zone substations | Secondary Systems | 23. DC Supplies, Batteries and Inverters | 4.1 Zone Substations | DC Systems | 0 | Other | 2023 | 2024 | Complex | 6703.1401 | 0 | 0 | 6703.1401 | 6703.1401 | 1.049 | 0 | 0 | 7031.2733 | 7031.2733 | 7031.2733 | 7031.2733 | 3.557% | 238.4103 | 250.081 | 7281.3543 | 7281.3543 | Asset replacement and renewal | 8%
Renewals | g. Distribution switchgear | Distribution Switchgear | 36. Ring Main Unit – 3 Way | 4.1 Zone Substations | Ground Mounted Switchgear | 0 | Labour | 2023 | 2024 | Complex | 8550 | 0 | 0 | 8550 | 8550 | 1.0578 | 0 | 0 | 9043.7943 | 9043.7943 | 9043.7943 | 9043.7943 | 3.557% | 304.0974 | 321.6602 | 9365.4545 | 9365.4545 | Asset replacement and renewal | 8%
Renewals | g. Distribution switchgear | Distribution Switchgear | 36. Ring Main Unit – 3 Way | 4.1 Zone Substations | Ground Mounted Switchgear | 0 | Switchgear | 2023 | 2024 | Complex | 34200 | 0 | 0 | 34200 | 34200 | 0.97926 | 0 | 0 | 33490.7978 | 33490.7978 | 33490.7978 | 33490.7978 | 3.557% | 1216.3898 | 1191.1656 | 34681.9634 | 34681.9634 | Asset replacement and renewal | 8%
Renewals | f. Distribution substations and transformers | Distribution Transformers | 39. Ground Mounted, 22/0 | 4.1 Zone Substations | Ground Mounted Distribution Transformers | 0 | Labour | 2023 | 2024 | Complex | 5198.4 | 0 | 0 | 5198.4 | 5198.4 | 1.0578 | 0 | 0 | 5498.6269 | 5498.6269 | 5498.6269 | 5498.6269 | 3.557% | 184.8912 | 195.5694 | 5694.1963 | 5694.1963 | Asset replacement and renewal | 8%
Renewals | f. Distribution substations and transformers | Distribution Transformers | 39. Ground Mounted, 22/0 | 4.1 Zone Substations | Ground Mounted Distribution Transformers | 0 | Transformers | 2023 | 2024 | Complex | 20793.6 | 0 | 0 | 20793.6 | 20793.6 | 0.95878 | 0 | 0 | 19936.4187 | 19936.4187 | 19936.4187 | 19936.4187 | 3.557% | 739.565 | 709.0777 | 20645.4964 | 20645.4964 | Asset replacement and renewal | 8%
Renewals | h. Other network assets | Secondary Systems | 50. SCADA and Comms (Central Facilities and / or wider Network Communications Equipment) | 4.1 Zone Substations | Remote Terminal Units | 0 | Labour | 2023 | 2024 | Complex | 33516 | 0 | 0 | 33516 | 33516 | 1.0578 | 0 | 0 | 35451.6736 | 35451.6736 | 35451.6736 | 35451.6736 | 3.557% | 1192.062 | 1260.908 | 36712.5816 | 36712.5816 | Asset replacement and renewal | 10%
Renewals | h. Other network assets | Secondary Systems | 50. SCADA and Comms (Central Facilities and / or wider Network Communications Equipment) | 4.1 Zone Substations | Remote Terminal Units | 0 | Other | 2023 | 2024 | Complex | 8379 | 0 | 0 | 8379 | 8379 | 1.049 | 0 | 0 | 8789.1701 | 8789.1701 | 8789.1701 | 8789.1701 | 3.557% | 298.0155 | 312.604 | 9101.7741 | 9101.7741 | Asset replacement and renewal | 10%
Renewals | c. Zone substations | Zone Substations | 12. Site Development and Buildings | 4.1 Zone Substations | Buildings and Grounds | 0 | Labour | 2023 | 2024 | Complex | 130387.5 | 0 | 0 | 130387.5 | 130387.5 | 1.0578 | 0 | 0 | 137917.8627 | 137917.8627 | 137917.8627 | 137917.8627 | 3.557% | 4637.4861 | 4905.3181 | 142823.1809 | 142823.1809 | Asset replacement and renewal | 0%
Renewals | c. Zone substations | Zone Substations | 12. Site Development and Buildings | 4.1 Zone Substations | Buildings and Grounds | 0 | Other | 2023 | 2024 | Complex | 130387.5 | 0 | 0 | 130387.5 | 130387.5 | 1.049 | 0 | 0 | 136770.2497 | 136770.2497 | 136770.2497 | 136770.2497 | 3.557% | 4637.4861 | 4864.501 | 141634.7508 | 141634.7508 | Asset replacement and renewal | 0%
Renewals | c. Zone substations | Zone Substations | 13. Transformers | 4.1 Zone Substations | Power Transformers | 0 | Labour | 2023 | 2024 | Complex | 365871.6 | 0 | 0 | 365871.6 | 365871.6 | 1.0578 | 0 | 0 | 387002.0447 | 387002.0447 | 387002.0447 | 387002.0447 | 3.557% | 13012.938 | 13764.4835 | 400766.5283 | 400766.5283 | Asset replacement and renewal | 8%
Renewals | c. Zone substations | Zone Substations | 13. Transformers | 4.1 Zone Substations | Power Transformers | 0 | Transformers | 2023 | 2024 | Complex | 548807.4 | 0 | 0 | 548807.4 | 548807.4 | 0.95878 | 0 | 0 | 526183.7349 | 526183.7349 | 526183.7349 | 526183.7349 | 3.557% | 19519.407 | 18714.7521 | 544898.4871 | 544898.4871 | Asset replacement and renewal | 8%
Renewals | c. Zone substations | Zone Substations | 14. 66/50/33/22/11 kV Indoor Switchgear Cubicle | 4.1 Zone Substations | Indoor Switchgear | 0 | Labour | 2023 | 2024 | Complex | 153900 | 0 | 0 | 153900 | 153900 | 1.0578 | 0 | 0 | 162788.297 | 162788.297 | 162788.297 | 162788.297 | 3.557% | 5473.7541 | 5789.8837 | 168578.1807 | 168578.1807 | Asset replacement and renewal | 8%
Renewals | c. Zone substations | Zone Substations | 14. 66/50/33/22/11 kV Indoor Switchgear Cubicle | 4.1 Zone Substations | Indoor Switchgear | 0 | Switchgear | 2023 | 2024 | Complex | 230850 | 0 | 0 | 230850 | 230850 | 0.97926 | 0 | 0 | 226062.8852 | 226062.8852 | 226062.8852 | 226062.8852 | 3.557% | 8210.6311 | 8040.368 | 234103.2532 | 234103.2532 | Asset replacement and renewal | 8%
Renewals | c. Zone substations | Secondary Systems | 19. Circuit/Transformer/Feeder/Bus Section/Coupler Protection & Controls - Digital | 4.1 Zone Substations | Protection | 0 | Labour | 2023 | 2024 | Complex | 47880 | 0 | 0 | 47880 | 47880 | 1.0578 | 0 | 0 | 50645.248 | 50645.248 | 50645.248 | 50645.248 | 3.557% | 1702.9457 | 1801.2972 | 52446.5451 | 52446.5451 | Asset replacement and renewal | 8%
Renewals | c. Zone substations | Secondary Systems | 19. Circuit/Transformer/Feeder/Bus Section/Coupler Protection & Controls - Digital | 4.1 Zone Substations | Protection | 0 | Other | 2023 | 2024 | Complex | 11970 | 0 | 0 | 11970 | 11970 | 1.049 | 0 | 0 | 12555.9574 | 12555.9574 | 12555.9574 | 12555.9574 | 3.557% | 425.7364 | 446.5771 | 13002.5345 | 13002.5345 | Asset replacement and renewal | 8%
Renewals | c. Zone substations | Secondary Systems | 23. DC Supplies, Batteries and Inverters | 4.1 Zone Substations | DC Systems | 0 | Labour | 2023 | 2024 | Complex | 25330.8 | 0 | 0 | 25330.8 | 25330.8 | 1.0578 | 0 | 0 | 26793.7478 | 26793.7478 | 26793.7478 | 26793.7478 | 3.557% | 900.9394 | 952.972 | 27746.7198 | 27746.7198 | Asset replacement and renewal | 8%
Renewals | c. Zone substations | Secondary Systems | 23. DC Supplies, Batteries and Inverters | 4.1 Zone Substations | DC Systems | 0 | Other | 2023 | 2024 | Complex | 6332.7 | 0 | 0 | 6332.7 | 6332.7 | 1.049 | 0 | 0 | 6642.6993 | 6642.6993 | 6642.6993 | 6642.6993 | 3.557% | 225.2348 | 236.2606 | 6878.9599 | 6878.9599 | Asset replacement and renewal | 8%
Renewals | e. Distribution and LV cables | Cables | 29. HV XLPE installed in or after 1985 | 4.1 Zone Substations | Distribution Cables | 0 | Labour | 2023 | 2024 | Complex | 37095.03 | 0 | 0 | 37095.03 | 37095.03 | 1.0578 | 0 | 0 | 39237.4059 | 39237.4059 | 39237.4059 | 39237.4059 | 3.557% | 1319.3572 | 1395.555 | 40632.9608 | 40632.9608 | Asset replacement and renewal | 8%
Renewals | e. Distribution and LV cables | Cables | 29. HV XLPE installed in or after 1985 | 4.1 Zone Substations | Distribution Cables | 0 | Cables | 2023 | 2024 | Complex | 15897.87 | 0 | 0 | 15897.87 | 15897.87 | 1.0156 | 0 | 0 | 16145.4336 | 16145.4336 | 16145.4336 | 16145.4336 | 3.557% | 565.4388 | 574.2439 | 16719.6775 | 16719.6775 | Asset replacement and renewal | 8%
Renewals | h. Other network assets | Secondary Systems | 50. SCADA and Comms (Central Facilities and / or wider Network Communications Equipment) | 4.1 Zone Substations | Remote Terminal Units | 0 | Labour | 2023 | 2024 | Complex | 33516 | 0 | 0 | 33516 | 33516 | 1.0578 | 0 | 0 | 35451.6736 | 35451.6736 | 35451.6736 | 35451.6736 | 3.557% | 1192.062 | 1260.908 | 36712.5816 | 36712.5816 | Asset replacement and renewal | 10%
Renewals | h. Other network assets | Secondary Systems | 50. SCADA and Comms (Central Facilities and / or wider Network Communications Equipment) | 4.1 Zone Substations | Remote Terminal Units | 0 | Other | 2023 | 2024 | Complex | 8379 | 0 | 0 | 8379 | 8379 | 1.049 | 0 | 0 | 8789.1701 | 8789.1701 | 8789.1701 | 8789.1701 | 3.557% | 298.0155 | 312.604 | 9101.7741 | 9101.7741 | Asset replacement and renewal | 10%
Other Network Capex | a. Subtransmission lines | Support Structures | 1. Subtransmission concrete or steel pole | 11 Asset relocations (net) | Poles | 0 | Other | 2024 | 2024 | Simple | 6202.5246 | 9303.7868 | 0 | 6202.5246 | 15506.3114 | 1.0669 | 0 | 9925.8778 | 6617.2519 | 16543.1297 | 6617.2519 | 16543.1297 | 0% | 0 | 0 | 0 | 0 | Asset relocations and undergrounding | 8%
Other Network Capex | a. Subtransmission lines | Support Structures | 1. Subtransmission concrete or steel pole | 11 Asset relocations (net) | Poles | 0 | Labour | 2024 | 2024 | Simple | 6202.5246 | 9303.7868 | 0 | 6202.5246 | 15506.3114 | 1.0815 | 0 | 10061.6931 | 6707.7954 | 16769.4885 | 6707.7954 | 16769.4885 | 0% | 0 | 0 | 0 | 0 | Asset relocations and undergrounding | 8%
Other Network Capex | a. Subtransmission lines | Support Structures | 2. Subtransmission wood pole | 11 Asset relocations (net) | Poles | 0 | Other | 2024 | 2024 | Simple | 6202.5246 | 9303.7868 | 0 | 6202.5246 | 15506.3114 | 1.0669 | 0 | 9925.8778 | 6617.2519 | 16543.1297 | 6617.2519 | 16543.1297 | 0% | 0 | 0 | 0 | 0 | Asset relocations and undergrounding | 10%
Other Network Capex | a. Subtransmission lines | Support Structures | 2. Subtransmission wood pole | 11 Asset relocations (net) | Poles | 0 | Labour | 2024 | 2024 | Simple | 6202.5246 | 9303.7868 | 0 | 6202.5246 | 15506.3114 | 1.0815 | 0 | 10061.6931 | 6707.7954 | 16769.4885 | 6707.7954 | 16769.4885 | 0% | 0 | 0 | 0 | 0 | Asset relocations and undergrounding | 10%
Other Network Capex | d. Distribution and LV lines | Support Structures | 25. HV concrete or steel pole | 11 Asset relocations (net) | Poles | 0 | Other | 2024 | 2024 | Simple | 24810.0982 | 37215.1473 | 0 | 24810.0982 | 62025.2456 | 1.0669 | 0 | 39703.5113 | 26469.0075 | 66172.5188 | 26469.0075 | 66172.5188 | 0% | 0 | 0 | 0 | 0 | Asset relocations and undergrounding | 8%
Other Network Capex | d. Distribution and LV lines | Support Structures | 25. HV concrete or steel pole | 11 Asset relocations (net) | Poles | 0 | Labour | 2024 | 2024 | Simple | 24810.0982 | 37215.1473 | 0 | 24810.0982 | 62025.2456 | 1.0815 | 0 | 40246.7724 | 26831.1816 | 67077.954 | 26831.1816 | 67077.954 | 0% | 0 | 0 | 0 | 0 | Asset relocations and undergrounding | 8%
Other Network Capex | d. Distribution and LV lines | Support Structures | 26. HV wood pole | 11 Asset relocations (net) | Poles | 0 | Other | 2024 | 2024 | Simple | 24810.0982 | 37215.1473 | 0 | 24810.0982 | 62025.2456 | 1.0669 | 0 | 39703.5113 | 26469.0075 | 66172.5188 | 26469.0075 | 66172.5188 | 0% | 0 | 0 | 0 | 0 | Asset relocations and undergrounding | 10%
Other Network Capex | d. Distribution and LV lines | Support Structures | 26. HV wood pole | 11 Asset relocations (net) | Poles | 0 | Labour | 2024 | 2024 | Simple | 24810.0982 | 37215.1473 | 0 | 24810.0982 | 62025.2456 | 1.0815 | 0 | 40246.7724 | 26831.1816 | 67077.954 | 26831.1816 | 67077.954 | 0% | 0 | 0 | 0 | 0 | Asset relocations and undergrounding | 10%
Other Network Capex | d. Distribution and LV lines | Support Structures | 41. LV Concrete pole | 11 Asset relocations (net) | Poles | 0 | Other | 2024 | 2024 | Simple | 1127.7317 | 1691.5976 | 0 | 1127.7317 | 2819.3293 | 1.0669 | 0 | 1804.7051 | 1203.1367 | 3007.8418 | 1203.1367 | 3007.8418 | 0% | 0 | 0 | 0 | 0 | Asset relocations and undergrounding | 8%
Other Network Capex | d. Distribution and LV lines | Support Structures | 41. LV Concrete pole | 11 Asset relocations (net) | Poles | 0 | Labour | 2024 | 2024 | Simple | 1127.7317 | 1691.5976 | 0 | 1127.7317 | 2819.3293 | 1.0815 | 0 | 1829.3987 | 1219.5992 | 3048.9979 | 1219.5992 | 3048.9979 | 0% | 0 | 0 | 0 | 0 | Asset relocations and undergrounding | 8%
Other Network Capex | d. Distribution and LV lines | Support Structures | 42. LV Wood pole | 11 Asset relocations (net) | Poles | 0 | Other | 2024 | 2024 | Simple | 1127.7317 | 1691.5976 | 0 | 1127.7317 | 2819.3293 | 1.0669 | 0 | 1804.7051 | 1203.1367 | 3007.8418 | 1203.1367 | 3007.8418 | 0% | 0 | 0 | 0 | 0 | Asset relocations and undergrounding | 10%
Other Network Capex | d. Distribution and LV lines | Support Structures | 42. LV Wood pole | 11 Asset relocations (net) | Poles | 0 | Labour | 2024 | 2024 | Simple | 1127.7317 | 1691.5976 | 0 | 1127.7317 | 2819.3293 | 1.0815 | 0 | 1829.3987 | 1219.5992 | 3048.9979 | 1219.5992 | 3048.9979 | 0% | 0 | 0 | 0 | 0 | Asset relocations and undergrounding | 10%
Other Network Capex | a. Subtransmission lines | Support Structures | 1. Subtransmission concrete or steel pole | 11 Asset relocations (net) | Crossarms | 0 | Other | 2024 | 2024 | Simple | 1691.5976 | 2537.3964 | 0 | 1691.5976 | 4228.994 | 1.0669 | 0 | 2707.0576 | 1804.7051 | 4511.7626 | 1804.7051 | 4511.7626 | 0% | 0 | 0 | 0 | 0 | Asset relocations and undergrounding | 8%
Other Network Capex | a. Subtransmission lines | Support Structures | 1. Subtransmission concrete or steel pole | 11 Asset relocations (net) | Crossarms | 0 | Labour | 2024 | 2024 | Simple | 1691.5976 | 2537.3964 | 0 | 1691.5976 | 4228.994 | 1.0815 | 0 | 2744.0981 | 1829.3987 | 4573.4969 | 1829.3987 | 4573.4969 | 0% | 0 | 0 | 0 | 0 | Asset relocations and undergrounding | 8%
Other Network Capex | a. Subtransmission lines | Support Structures | 2. Subtransmission wood pole | 11 Asset relocations (net) | Crossarms | 0 | Other | 2024 | 2024 | Simple | 1691.5976 | 2537.3964 | 0 | 1691.5976 | 4228.994 | 1.0669 | 0 | 2707.0576 | 1804.7051 | 4511.7626 | 1804.7051 | 4511.7626 | 0% | 0 | 0 | 0 | 0 | Asset relocations and undergrounding | 10%
Other Network Capex | a. Subtransmission lines | Support Structures | 2. Subtransmission wood pole | 11 Asset relocations (net) | Crossarms | 0 | Labour | 2024 | 2024 | Simple | 1691.5976 | 2537.3964 | 0 | 1691.5976 | 4228.994 | 1.0815 | 0 | 2744.0981 | 1829.3987 | 4573.4969 | 1829.3987 | 4573.4969 | 0% | 0 | 0 | 0 | 0 | Asset relocations and undergrounding | 10%
Other Network Capex | d. Distribution and LV lines | Support Structures | 25. HV concrete or steel pole | 11 Asset relocations (net) | Crossarms | 0 | Other | 2024 | 2024 | Simple | 11277.3174 | 16915.9761 | 0 | 11277.3174 | 28193.2934 | 1.0669 | 0 | 18047.0506 | 12031.3671 | 30078.4177 | 12031.3671 | 30078.4177 | 0% | 0 | 0 | 0 | 0 | Asset relocations and undergrounding | 8%
Other Network Capex | d. Distribution and LV lines | Support Structures | 25. HV concrete or steel pole | 11 Asset relocations (net) | Crossarms | 0 | Labour | 2024 | 2024 | Simple | 11277.3174 | 16915.9761 | 0 | 11277.3174 | 28193.2934 | 1.0815 | 0 | 18293.9875 | 12195.9916 | 30489.9791 | 12195.9916 | 30489.9791 | 0% | 0 | 0 | 0 | 0 | Asset relocations and undergrounding | 8%
Other Network Capex | d. Distribution and LV lines | Support Structures | 26. HV wood pole | 11 Asset relocations (net) | Crossarms | 0 | Other | 2024 | 2024 | Simple | 11277.3174 | 16915.9761 | 0 | 11277.3174 | 28193.2934 | 1.0669 | 0 | 18047.0506 | 12031.3671 | 30078.4177 | 12031.3671 | 30078.4177 | 0% | 0 | 0 | 0 | 0 | Asset relocations and undergrounding | 10%
Other Network Capex | d. Distribution and LV lines | Support Structures | 26. HV wood pole | 11 Asset relocations (net) | Crossarms | 0 | Labour | 2024 | 2024 | Simple | 11277.3174 | 16915.9761 | 0 | 11277.3174 | 28193.2934 | 1.0815 | 0 | 18293.9875 | 12195.9916 | 30489.9791 | 12195.9916 | 30489.9791 | 0% | 0 | 0 | 0 | 0 | Asset relocations and undergrounding | 10%
Other Network Capex | d. Distribution and LV lines | Support Structures | 41. LV Concrete pole | 11 Asset relocations (net) | Crossarms | 0 | Other | 2024 | 2024 | Simple | 4510.9269 | 6766.3904 | 0 | 4510.9269 | 11277.3174 | 1.0669 | 0 | 7218.8202 | 4812.5468 | 12031.3671 | 4812.5468 | 12031.3671 | 0% | 0 | 0 | 0 | 0 | Asset relocations and undergrounding | 8%
Other Network Capex | d. Distribution and LV lines | Support Structures | 41. LV Concrete pole | 11 Asset relocations (net) | Crossarms | 0 | Labour | 2024 | 2024 | Simple | 4510.9269 | 6766.3904 | 0 | 4510.9269 | 11277.3174 | 1.0815 | 0 | 7317.595 | 4878.3967 | 12195.9916 | 4878.3967 | 12195.9916 | 0% | 0 | 0 | 0 | 0 | Asset relocations and undergrounding | 8%
Other Network Capex | d. Distribution and LV lines | Support Structures | 42. LV Wood pole | 11 Asset relocations (net) | Crossarms | 0 | Other | 2024 | 2024 | Simple | 4510.9269 | 6766.3904 | 0 | 4510.9269 | 11277.3174 | 1.0669 | 0 | 7218.8202 | 4812.5468 | 12031.3671 | 4812.5468 | 12031.3671 | 0% | 0 | 0 | 0 | 0 | Asset relocations and undergrounding | 10%
Other Network Capex | d. Distribution and LV lines | Support Structures | 42. LV Wood pole | 11 Asset relocations (net) | Crossarms | 0 | Labour | 2024 | 2024 | Simple | 4510.9269 | 6766.3904 | 0 | 4510.9269 | 11277.3174 | 1.0815 | 0 | 7317.595 | 4878.3967 | 12195.9916 | 4878.3967 | 12195.9916 | 0% | 0 | 0 | 0 | 0 | Asset relocations and undergrounding | 10%
Other Network Capex | g. Distribution switchgear | Distribution Switchgear | 36. Ring Main Unit – 3 Way | 11 Asset relocations (net) | Ground Mounted Switchgear | 0 | Switchgear | 2024 | 2024 | Simple | 10826.2247 | 16239.337 | 0 | 10826.2247 | 27065.5617 | 0.99237 | 0 | 16115.4755 | 10743.6503 | 26859.1259 | 10743.6503 | 26859.1259 | 0% | 0 | 0 | 0 | 0 | Asset relocations and undergrounding | 8%
Other Network Capex | g. Distribution switchgear | Distribution Switchgear | 36. Ring Main Unit – 3 Way | 11 Asset relocations (net) | Ground Mounted Switchgear | 0 | Labour | 2024 | 2024 | Simple | 2706.5562 | 4059.8343 | 0 | 2706.5562 | 6766.3904 | 1.0815 | 0 | 4390.557 | 2927.038 | 7317.595 | 2927.038 | 7317.595 | 0% | 0 | 0 | 0 | 0 | Asset relocations and undergrounding | 8%
Other Network Capex | g. Distribution switchgear | Distribution Switchgear | 32. 22 / 11 kV Load Break Switch (Excl Pole) | 11 Asset relocations (net) | Pole Mounted Switches | 0 | Other | 2024 | 2024 | Simple | 23005.7274 | 34508.5912 | 0 | 23005.7274 | 57514.3186 | 1.0669 | 0 | 36815.9832 | 24543.9888 | 61359.972 | 24543.9888 | 61359.972 | 0% | 0 | 0 | 0 | 0 | Asset relocations and undergrounding | 8%
Other Network Capex | g. Distribution switchgear | Distribution Switchgear | 32. 22 / 11 kV Load Break Switch (Excl Pole) | 11 Asset relocations (net) | Pole Mounted Switches | 0 | Labour | 2024 | 2024 | Simple | 15337.1516 | 23005.7274 | 0 | 15337.1516 | 38342.8791 | 1.0815 | 0 | 24879.8229 | 16586.5486 | 41466.3716 | 16586.5486 | 41466.3716 | 0% | 0 | 0 | 0 | 0 | Asset relocations and undergrounding | 8%
Other Network Capex | g. Distribution switchgear | Distribution Switchgear | 33. 22 / 11 kV Dropout Fuse 3ph, 2ph (Excl Pole) | 11 Asset relocations (net) | Pole Mount Fuses | 0 | Other | 2024 | 2024 | Simple | 20299.1713 | 30448.7569 | 0 | 20299.1713 | 50747.9282 | 1.0669 | 0 | 32484.6911 | 21656.4607 | 54141.1518 | 21656.4607 | 54141.1518 | 0% | 0 | 0 | 0 | 0 | Asset relocations and undergrounding | 8%
Other Network Capex | g. Distribution switchgear | Distribution Switchgear | 33. 22 / 11 kV Dropout Fuse 3ph, 2ph (Excl Pole) | 11 Asset relocations (net) | Pole Mount Fuses | 0 | Labour | 2024 | 2024 | Simple | 20299.1713 | 30448.7569 | 0 | 20299.1713 | 50747.9282 | 1.0815 | 0 | 32929.1774 | 21952.785 | 54881.9624 | 21952.785 | 54881.9624 | 0% | 0 | 0 | 0 | 0 | Asset relocations and undergrounding | 8%
Other Network Capex | e. Distribution and LV cables | Distribution Switchgear | 47. Link Pillars | 11 Asset relocations (net) | Low Voltage Enclosures | 0 | Other | 2024 | 2024 | Simple | 12405.0491 | 18607.5737 | 0 | 12405.0491 | 31012.6228 | 1.0669 | 0 | 19851.7557 | 13234.5038 | 33086.2594 | 13234.5038 | 33086.2594 | 0% | 0 | 0 | 0 | 0 | Asset relocations and undergrounding | 8%
Other Network Capex | e. Distribution and LV cables | Distribution Switchgear | 47. Link Pillars | 11 Asset relocations (net) | Low Voltage Enclosures | 0 | Labour | 2024 | 2024 | Simple | 12405.0491 | 18607.5737 | 0 | 12405.0491 | 31012.6228 | 1.0815 | 0 | 20123.3862 | 13415.5908 | 33538.977 | 13415.5908 | 33538.977 | 0% | 0 | 0 | 0 | 0 | Asset relocations and undergrounding | 8%
Other Network Capex | f. Distribution substations and transformers | Distribution Transformers | 39. Ground Mounted, 22/0 | 11 Asset relocations (net) | Ground Mounted Distribution Transformers | 0 | Transformers | 2024 | 2024 | Simple | 14434.9662 | 21652.4494 | 0 | 14434.9662 | 36087.4156 | 0.96588 | 0 | 20913.6359 | 13942.4239 | 34856.0599 | 13942.4239 | 34856.0599 | 0% | 0 | 0 | 0 | 0 | Asset relocations and undergrounding | 8%
Other Network Capex | f. Distribution substations and transformers | Distribution Transformers | 39. Ground Mounted, 22/0 | 11 Asset relocations (net) | Ground Mounted Distribution Transformers | 0 | Labour | 2024 | 2024 | Simple | 3608.7416 | 5413.1123 | 0 | 3608.7416 | 9021.8539 | 1.0815 | 0 | 5854.076 | 3902.7173 | 9756.7933 | 3902.7173 | 9756.7933 | 0% | 0 | 0 | 0 | 0 | Asset relocations and undergrounding | 8%
Other Network Capex | f. Distribution substations and transformers | Distribution Transformers | 38. Pole Mounted Single/Two/Three Phase, 22/0 | 11 Asset relocations (net) | Pole Mounted Distribution Transformers | 0 | Transformers | 2024 | 2024 | Simple | 16239.337 | 24359.0055 | 0 | 16239.337 | 40598.3425 | 0.96588 | 0 | 23527.8404 | 15685.2269 | 39213.0673 | 15685.2269 | 39213.0673 | 0% | 0 | 0 | 0 | 0 | Asset relocations and undergrounding | 8%
Other Network Capex | f. Distribution substations and transformers | Distribution Transformers | 38. Pole Mounted Single/Two/Three Phase, 22/0 | 11 Asset relocations (net) | Pole Mounted Distribution Transformers | 0 | Labour | 2024 | 2024 | Simple | 4059.8343 | 6089.7514 | 0 | 4059.8343 | 10149.5856 | 1.0815 | 0 | 6585.8355 | 4390.557 | 10976.3925 | 4390.557 | 10976.3925 | 0% | 0 | 0 | 0 | 0 | Asset relocations and undergrounding | 8%
Other Network Capex | b. Subtransmission cables | Cables | 4. Subtransmission XLPE installed in or after 1985 | 11 Asset relocations (net) | Subtransmission Cables | 0 | Cables | 2024 | 2024 | Simple | 5413.1123 | 8119.6685 | 0 | 5413.1123 | 13532.7808 | 1.0547 | 0 | 8563.611 | 5709.074 | 14272.685 | 5709.074 | 14272.685 | 0% | 0 | 0 | 0 | 0 | Asset relocations and undergrounding | 8%
Other Network Capex | b. Subtransmission cables | Cables | 4. Subtransmission XLPE installed in or after 1985 | 11 Asset relocations (net) | Subtransmission Cables | 0 | Labour | 2024 | 2024 | Simple | 12630.5955 | 18945.8932 | 0 | 12630.5955 | 31576.4886 | 1.0815 | 0 | 20489.266 | 13659.5106 | 34148.7766 | 13659.5106 | 34148.7766 | 0% | 0 | 0 | 0 | 0 | Asset relocations and undergrounding | 8%
Other Network Capex | e. Distribution and LV cables | Cables | 29. HV XLPE installed in or after 1985 | 11 Asset relocations (net) | Distribution Cables | 0 | Cables | 2024 | 2024 | Simple | 58867.5967 | 88301.395 | 0 | 58867.5967 | 147168.9917 | 1.0547 | 0 | 93129.2696 | 62086.1797 | 155215.4493 | 62086.1797 | 155215.4493 | 0% | 0 | 0 | 0 | 0 | Asset relocations and undergrounding | 8%
Other Network Capex | e. Distribution and LV cables | Cables | 29. HV XLPE installed in or after 1985 | 11 Asset relocations (net) | Distribution Cables | 0 | Labour | 2024 | 2024 | Simple | 137357.7256 | 206036.5884 | 0 | 137357.7256 | 343394.3141 | 1.0815 | 0 | 222820.7673 | 148547.1782 | 371367.9455 | 148547.1782 | 371367.9455 | 0% | 0 | 0 | 0 | 0 | Asset relocations and undergrounding | 8%
Other Network Capex | e. Distribution and LV cables | Cables | 45. LV XLPE or PVC installed in or after 1985 | 11 Asset relocations (net) | Low Voltage Cables | 0 | Cables | 2024 | 2024 | Simple | 49620.1964 | 74430.2947 | 0 | 49620.1964 | 124050.4911 | 1.0547 | 0 | 78499.7675 | 52333.1783 | 130832.9458 | 52333.1783 | 130832.9458 | 0% | 0 | 0 | 0 | 0 | Asset relocations and undergrounding | 8%
Other Network Capex | e. Distribution and LV cables | Cables | 45. LV XLPE or PVC installed in or after 1985 | 11 Asset relocations (net) | Low Voltage Cables | 0 | Labour | 2024 | 2024 | Simple | 74430.2947 | 111645.442 | 0 | 74430.2947 | 186075.7367 | 1.0815 | 0 | 120740.3172 | 80493.5448 | 201233.8621 | 80493.5448 | 201233.8621 | 0% | 0 | 0 | 0 | 0 | Asset relocations and undergrounding | 8%
Other Network Capex | a. Subtransmission lines | Overhead Conductors | 1. Subtransmission concrete or steel pole | 11 Asset relocations (net) | Subtransmission Conductor | 0 | Conductor | 2024 | 2024 | Simple | 1353.2781 | 2029.9171 | 0 | 1353.2781 | 3383.1952 | 1.056 | 0 | 2143.6224 | 1429.0816 | 3572.704 | 1429.0816 | 3572.704 | 0% | 0 | 0 | 0 | 0 | Asset relocations and undergrounding | 8%
Other Network Capex | a. Subtransmission lines | Overhead Conductors | 1. Subtransmission concrete or steel pole | 11 Asset relocations (net) | Subtransmission Conductor | 0 | Labour | 2024 | 2024 | Simple | 5413.1123 | 8119.6685 | 0 | 5413.1123 | 13532.7808 | 1.0815 | 0 | 8781.114 | 5854.076 | 14635.19 | 5854.076 | 14635.19 | 0% | 0 | 0 | 0 | 0 | Asset relocations and undergrounding | 8%
Other Network Capex | a. Subtransmission lines | Overhead Conductors | 2. Subtransmission wood pole | 11 Asset relocations (net) | Subtransmission Conductor | 0 | Conductor | 2024 | 2024 | Simple | 1353.2781 | 2029.9171 | 0 | 1353.2781 | 3383.1952 | 1.056 | 0 | 2143.6224 | 1429.0816 | 3572.704 | 1429.0816 | 3572.704 | 0% | 0 | 0 | 0 | 0 | Asset relocations and undergrounding | 10%
Other Network Capex | a. Subtransmission lines | Overhead Conductors | 2. Subtransmission wood pole | 11 Asset relocations (net) | Subtransmission Conductor | 0 | Labour | 2024 | 2024 | Simple | 5413.1123 | 8119.6685 | 0 | 5413.1123 | 13532.7808 | 1.0815 | 0 | 8781.114 | 5854.076 | 14635.19 | 5854.076 | 14635.19 | 0% | 0 | 0 | 0 | 0 | Asset relocations and undergrounding | 10%
Other Network Capex | d. Distribution and LV lines | Overhead Conductors | 25. HV concrete or steel pole | 11 Asset relocations (net) | Distribution Conductor | 0 | Conductor | 2024 | 2024 | Simple | 2255.4635 | 3383.1952 | 0 | 2255.4635 | 5638.6587 | 1.056 | 0 | 3572.704 | 2381.8027 | 5954.5067 | 2381.8027 | 5954.5067 | 0% | 0 | 0 | 0 | 0 | Asset relocations and undergrounding | 8%
Other Network Capex | d. Distribution and LV lines | Overhead Conductors | 25. HV concrete or steel pole | 11 Asset relocations (net) | Distribution Conductor | 0 | Labour | 2024 | 2024 | Simple | 9021.8539 | 13532.7808 | 0 | 9021.8539 | 22554.6347 | 1.0815 | 0 | 14635.19 | 9756.7933 | 24391.9833 | 9756.7933 | 24391.9833 | 0% | 0 | 0 | 0 | 0 | Asset relocations and undergrounding | 8%
Other Network Capex | d. Distribution and LV lines | Overhead Conductors | 26. HV wood pole | 11 Asset relocations (net) | Distribution Conductor | 0 | Conductor | 2024 | 2024 | Simple | 2255.4635 | 3383.1952 | 0 | 2255.4635 | 5638.6587 | 1.056 | 0 | 3572.704 | 2381.8027 | 5954.5067 | 2381.8027 | 5954.5067 | 0% | 0 | 0 | 0 | 0 | Asset relocations and undergrounding | 10%
Other Network Capex | d. Distribution and LV lines | Overhead Conductors | 26. HV wood pole | 11 Asset relocations (net) | Distribution Conductor | 0 | Labour | 2024 | 2024 | Simple | 9021.8539 | 13532.7808 | 0 | 9021.8539 | 22554.6347 | 1.0815 | 0 | 14635.19 | 9756.7933 | 24391.9833 | 9756.7933 | 24391.9833 | 0% | 0 | 0 | 0 | 0 | Asset relocations and undergrounding | 10%
Other Network Capex | a. Subtransmission lines | Support Structures | 1. Subtransmission concrete or steel pole | 10 Consumer connection (net) | Poles | 0 | Other | 2024 | 2024 | Simple | 393.8784 | 590.8176 | 0 | 393.8784 | 984.696 | 1.0669 | 0 | 630.3222 | 420.2148 | 1050.537 | 420.2148 | 1050.537 | 0% | 0 | 0 | 0 | 0 | Consumer connection | 8%
Other Network Capex | a. Subtransmission lines | Support Structures | 1. Subtransmission concrete or steel pole | 10 Consumer connection (net) | Poles | 0 | Labour | 2024 | 2024 | Simple | 393.8784 | 590.8176 | 0 | 393.8784 | 984.696 | 1.0815 | 0 | 638.9469 | 425.9646 | 1064.9115 | 425.9646 | 1064.9115 | 0% | 0 | 0 | 0 | 0 | Consumer connection | 8%
Other Network Capex | a. Subtransmission lines | Support Structures | 2. Subtransmission wood pole | 10 Consumer connection (net) | Poles | 0 | Other | 2024 | 2024 | Simple | 393.8784 | 590.8176 | 0 | 393.8784 | 984.696 | 1.0669 | 0 | 630.3222 | 420.2148 | 1050.537 | 420.2148 | 1050.537 | 0% | 0 | 0 | 0 | 0 | Consumer connection | 10%
Other Network Capex | a. Subtransmission lines | Support Structures | 2. Subtransmission wood pole | 10 Consumer connection (net) | Poles | 0 | Labour | 2024 | 2024 | Simple | 393.8784 | 590.8176 | 0 | 393.8784 | 984.696 | 1.0815 | 0 | 638.9469 | 425.9646 | 1064.9115 | 425.9646 | 1064.9115 | 0% | 0 | 0 | 0 | 0 | Consumer connection | 10%
Other Network Capex | d. Distribution and LV lines | Support Structures | 25. HV concrete or steel pole | 10 Consumer connection (net) | Poles | 0 | Other | 2024 | 2024 | Simple | 19693.9208 | 29540.8812 | 0 | 19693.9208 | 49234.8021 | 1.0669 | 0 | 31516.1109 | 21010.7406 | 52526.8516 | 21010.7406 | 52526.8516 | 0% | 0 | 0 | 0 | 0 | Consumer connection | 8%
Other Network Capex | d. Distribution and LV lines | Support Structures | 25. HV concrete or steel pole | 10 Consumer connection (net) | Poles | 0 | Labour | 2024 | 2024 | Simple | 19693.9208 | 29540.8812 | 0 | 19693.9208 | 49234.8021 | 1.0815 | 0 | 31947.3443 | 21298.2295 | 53245.5738 | 21298.2295 | 53245.5738 | 0% | 0 | 0 | 0 | 0 | Consumer connection | 8%
Other Network Capex | d. Distribution and LV lines | Support Structures | 26. HV wood pole | 10 Consumer connection (net) | Poles | 0 | Other | 2024 | 2024 | Simple | 19693.9208 | 29540.8812 | 0 | 19693.9208 | 49234.8021 | 1.0669 | 0 | 31516.1109 | 21010.7406 | 52526.8516 | 21010.7406 | 52526.8516 | 0% | 0 | 0 | 0 | 0 | Consumer connection | 10%
Other Network Capex | d. Distribution and LV lines | Support Structures | 26. HV wood pole | 10 Consumer connection (net) | Poles | 0 | Labour | 2024 | 2024 | Simple | 19693.9208 | 29540.8812 | 0 | 19693.9208 | 49234.8021 | 1.0815 | 0 | 31947.3443 | 21298.2295 | 53245.5738 | 21298.2295 | 53245.5738 | 0% | 0 | 0 | 0 | 0 | Consumer connection | 10%
Other Network Capex | d. Distribution and LV lines | Support Structures | 41. LV Concrete pole | 10 Consumer connection (net) | Poles | 0 | Other | 2024 | 2024 | Simple | 7680.6291 | 11520.9437 | 0 | 7680.6291 | 19201.5728 | 1.0669 | 0 | 12291.2833 | 8194.1888 | 20485.4721 | 8194.1888 | 20485.4721 | 0% | 0 | 0 | 0 | 0 | Consumer connection | 8%
Other Network Capex | d. Distribution and LV lines | Support Structures | 41. LV Concrete pole | 10 Consumer connection (net) | Poles | 0 | Labour | 2024 | 2024 | Simple | 7680.6291 | 11520.9437 | 0 | 7680.6291 | 19201.5728 | 1.0815 | 0 | 12459.4643 | 8306.3095 | 20765.7738 | 8306.3095 | 20765.7738 | 0% | 0 | 0 | 0 | 0 | Consumer connection | 8%
Other Network Capex | d. Distribution and LV lines | Support Structures | 42. LV Wood pole | 10 Consumer connection (net) | Poles | 0 | Other | 2024 | 2024 | Simple | 7680.6291 | 11520.9437 | 0 | 7680.6291 | 19201.5728 | 1.0669 | 0 | 12291.2833 | 8194.1888 | 20485.4721 | 8194.1888 | 20485.4721 | 0% | 0 | 0 | 0 | 0 | Consumer connection | 10%
Other Network Capex | d. Distribution and LV lines | Support Structures | 42. LV Wood pole | 10 Consumer connection (net) | Poles | 0 | Labour | 2024 | 2024 | Simple | 7680.6291 | 11520.9437 | 0 | 7680.6291 | 19201.5728 | 1.0815 | 0 | 12459.4643 | 8306.3095 | 20765.7738 | 8306.3095 | 20765.7738 | 0% | 0 | 0 | 0 | 0 | Consumer connection | 10%
Other Network Capex | a. Subtransmission lines | Support Structures | 1. Subtransmission concrete or steel pole | 10 Consumer connection (net) | Crossarms | 0 | Other | 2024 | 2024 | Simple | 196.9392 | 295.4088 | 0 | 196.9392 | 492.348 | 1.0669 | 0 | 315.1611 | 210.1074 | 525.2685 | 210.1074 | 525.2685 | 0% | 0 | 0 | 0 | 0 | Consumer connection | 8%
Other Network Capex | a. Subtransmission lines | Support Structures | 1. Subtransmission concrete or steel pole | 10 Consumer connection (net) | Crossarms | 0 | Labour | 2024 | 2024 | Simple | 196.9392 | 295.4088 | 0 | 196.9392 | 492.348 | 1.0815 | 0 | 319.4734 | 212.9823 | 532.4557 | 212.9823 | 532.4557 | 0% | 0 | 0 | 0 | 0 | Consumer connection | 8%
Other Network Capex | a. Subtransmission lines | Support Structures | 2. Subtransmission wood pole | 10 Consumer connection (net) | Crossarms | 0 | Other | 2024 | 2024 | Simple | 196.9392 | 295.4088 | 0 | 196.9392 | 492.348 | 1.0669 | 0 | 315.1611 | 210.1074 | 525.2685 | 210.1074 | 525.2685 | 0% | 0 | 0 | 0 | 0 | Consumer connection | 10%
Other Network Capex | a. Subtransmission lines | Support Structures | 2. Subtransmission wood pole | 10 Consumer connection (net) | Crossarms | 0 | Labour | 2024 | 2024 | Simple | 196.9392 | 295.4088 | 0 | 196.9392 | 492.348 | 1.0815 | 0 | 319.4734 | 212.9823 | 532.4557 | 212.9823 | 532.4557 | 0% | 0 | 0 | 0 | 0 | Consumer connection | 10%
Other Network Capex | d. Distribution and LV lines | Support Structures | 25. HV concrete or steel pole | 10 Consumer connection (net) | Crossarms | 0 | Other | 2024 | 2024 | Simple | 11816.3525 | 17724.5287 | 0 | 11816.3525 | 29540.8812 | 1.0669 | 0 | 18909.6666 | 12606.4444 | 31516.1109 | 12606.4444 | 31516.1109 | 0% | 0 | 0 | 0 | 0 | Consumer connection | 8%
Other Network Capex | d. Distribution and LV lines | Support Structures | 25. HV concrete or steel pole | 10 Consumer connection (net) | Crossarms | 0 | Labour | 2024 | 2024 | Simple | 11816.3525 | 17724.5287 | 0 | 11816.3525 | 29540.8812 | 1.0815 | 0 | 19168.4066 | 12778.9377 | 31947.3443 | 12778.9377 | 31947.3443 | 0% | 0 | 0 | 0 | 0 | Consumer connection | 8%
Other Network Capex | d. Distribution and LV lines | Support Structures | 26. HV wood pole | 10 Consumer connection (net) | Crossarms | 0 | Other | 2024 | 2024 | Simple | 11816.3525 | 17724.5287 | 0 | 11816.3525 | 29540.8812 | 1.0669 | 0 | 18909.6666 | 12606.4444 | 31516.1109 | 12606.4444 | 31516.1109 | 0% | 0 | 0 | 0 | 0 | Consumer connection | 10%
Other Network Capex | d. Distribution and LV lines | Support Structures | 26. HV wood pole | 10 Consumer connection (net) | Crossarms | 0 | Labour | 2024 | 2024 | Simple | 11816.3525 | 17724.5287 | 0 | 11816.3525 | 29540.8812 | 1.0815 | 0 | 19168.4066 | 12778.9377 | 31947.3443 | 12778.9377 | 31947.3443 | 0% | 0 | 0 | 0 | 0 | Consumer connection | 10%
Other Network Capex | d. Distribution and LV lines | Support Structures | 41. LV Concrete pole | 10 Consumer connection (net) | Crossarms | 0 | Other | 2024 | 2024 | Simple | 10240.8388 | 15361.2582 | 0 | 10240.8388 | 25602.0971 | 1.0669 | 0 | 16388.3777 | 10925.5851 | 27313.9628 | 10925.5851 | 27313.9628 | 0% | 0 | 0 | 0 | 0 | Consumer connection | 8%
Other Network Capex | d. Distribution and LV lines | Support Structures | 41. LV Concrete pole | 10 Consumer connection (net) | Crossarms | 0 | Labour | 2024 | 2024 | Simple | 10240.8388 | 15361.2582 | 0 | 10240.8388 | 25602.0971 | 1.0815 | 0 | 16612.619 | 11075.0793 | 27687.6984 | 11075.0793 | 27687.6984 | 0% | 0 | 0 | 0 | 0 | Consumer connection | 8%
Other Network Capex | d. Distribution and LV lines | Support Structures | 42. LV Wood pole | 10 Consumer connection (net) | Crossarms | 0 | Other | 2024 | 2024 | Simple | 10240.8388 | 15361.2582 | 0 | 10240.8388 | 25602.0971 | 1.0669 | 0 | 16388.3777 | 10925.5851 | 27313.9628 | 10925.5851 | 27313.9628 | 0% | 0 | 0 | 0 | 0 | Consumer connection | 10%
Other Network Capex | d. Distribution and LV lines | Support Structures | 42. LV Wood pole | 10 Consumer connection (net) | Crossarms | 0 | Labour | 2024 | 2024 | Simple | 10240.8388 | 15361.2582 | 0 | 10240.8388 | 25602.0971 | 1.0815 | 0 | 16612.619 | 11075.0793 | 27687.6984 | 11075.0793 | 27687.6984 | 0% | 0 | 0 | 0 | 0 | Consumer connection | 10%
Other Network Capex | c. Zone substations | Zone Substations | 14. 66/50/33/22/11 kV Indoor Switchgear Cubicle | 10 Consumer connection (net) | Indoor Switchgear | 0 | Switchgear | 2024 | 2024 | Simple | 17488.2017 | 26232.3025 | 0 | 17488.2017 | 43720.5042 | 0.99237 | 0 | 26032.2222 | 17354.8148 | 43387.037 | 17354.8148 | 43387.037 | 0% | 0 | 0 | 0 | 0 | Consumer connection | 8%
Other Network Capex | c. Zone substations | Zone Substations | 14. 66/50/33/22/11 kV Indoor Switchgear Cubicle | 10 Consumer connection (net) | Indoor Switchgear | 0 | Labour | 2024 | 2024 | Simple | 11658.8011 | 17488.2017 | 0 | 11658.8011 | 29147.0028 | 1.0815 | 0 | 18912.8278 | 12608.5519 | 31521.3797 | 12608.5519 | 31521.3797 | 0% | 0 | 0 | 0 | 0 | Consumer connection | 8%
Other Network Capex | c. Zone substations | Zone Substations | 16. 66/50/33/22/11 kV Outdoor Circuit Breakers | 10 Consumer connection (net) | Outdoor Switchgear | 0 | Switchgear | 2024 | 2024 | Simple | 37182.1225 | 55773.1838 | 0 | 37182.1225 | 92955.3063 | 0.99237 | 0 | 55347.7877 | 36898.5251 | 92246.3128 | 36898.5251 | 92246.3128 | 0% | 0 | 0 | 0 | 0 | Consumer connection | 8%
Other Network Capex | c. Zone substations | Zone Substations | 16. 66/50/33/22/11 kV Outdoor Circuit Breakers | 10 Consumer connection (net) | Outdoor Switchgear | 0 | Labour | 2024 | 2024 | Simple | 9295.5306 | 13943.2959 | 0 | 9295.5306 | 23238.8266 | 1.0815 | 0 | 15079.1465 | 10052.7643 | 25131.9108 | 10052.7643 | 25131.9108 | 0% | 0 | 0 | 0 | 0 | Consumer connection | 8%
Other Network Capex | g. Distribution switchgear | Distribution Switchgear | 36. Ring Main Unit – 3 Way | 10 Consumer connection (net) | Ground Mounted Switchgear | 0 | Switchgear | 2024 | 2024 | Simple | 221202.1187 | 331803.178 | 0 | 221202.1187 | 553005.2967 | 0.99237 | 0 | 329272.4319 | 219514.9546 | 548787.3864 | 219514.9546 | 548787.3864 | 0% | 0 | 0 | 0 | 0 | Consumer connection | 8%
Other Network Capex | g. Distribution switchgear | Distribution Switchgear | 36. Ring Main Unit – 3 Way | 10 Consumer connection (net) | Ground Mounted Switchgear | 0 | Labour | 2024 | 2024 | Simple | 55300.5297 | 82950.7945 | 0 | 55300.5297 | 138251.3242 | 1.0815 | 0 | 89708.1427 | 59805.4285 | 149513.5712 | 59805.4285 | 149513.5712 | 0% | 0 | 0 | 0 | 0 | Consumer connection | 8%
Other Network Capex | g. Distribution switchgear | Distribution Switchgear | 31. 22 / 11 kV Disconnector 3ph, 2ph (Excl Pole) | 10 Consumer connection (net) | Pole Mounted Switches | 0 | Other | 2024 | 2024 | Simple | 65541.3685 | 98312.0527 | 0 | 65541.3685 | 163853.4212 | 1.0669 | 0 | 104885.6172 | 69923.7448 | 174809.362 | 69923.7448 | 174809.362 | 0% | 0 | 0 | 0 | 0 | Consumer connection | 8%
Other Network Capex | g. Distribution switchgear | Distribution Switchgear | 31. 22 / 11 kV Disconnector 3ph, 2ph (Excl Pole) | 10 Consumer connection (net) | Pole Mounted Switches | 0 | Labour | 2024 | 2024 | Simple | 16385.3421 | 24578.0132 | 0 | 16385.3421 | 40963.3553 | 1.0815 | 0 | 26580.1904 | 17720.127 | 44300.3174 | 17720.127 | 44300.3174 | 0% | 0 | 0 | 0 | 0 | Consumer connection | 8%
Other Network Capex | g. Distribution switchgear | Distribution Switchgear | 33. 22 / 11 kV Dropout Fuse 3ph, 2ph (Excl Pole) | 10 Consumer connection (net) | Pole Mount Fuses | 0 | Other | 2024 | 2024 | Simple | 109104.3213 | 163656.482 | 0 | 109104.3213 | 272760.8034 | 1.0669 | 0 | 174599.2546 | 116399.5031 | 290998.7577 | 116399.5031 | 290998.7577 | 0% | 0 | 0 | 0 | 0 | Consumer connection | 8%
Other Network Capex | g. Distribution switchgear | Distribution Switchgear | 33. 22 / 11 kV Dropout Fuse 3ph, 2ph (Excl Pole) | 10 Consumer connection (net) | Pole Mount Fuses | 0 | Labour | 2024 | 2024 | Simple | 109104.3213 | 163656.482 | 0 | 109104.3213 | 272760.8034 | 1.0815 | 0 | 176988.2872 | 117992.1915 | 294980.4787 | 117992.1915 | 294980.4787 | 0% | 0 | 0 | 0 | 0 | Consumer connection | 8%
Other Network Capex | e. Distribution and LV cables | Distribution Switchgear | 47. Link Pillars | 10 Consumer connection (net) | Low Voltage Enclosures | 0 | Other | 2024 | 2024 | Simple | 93743.0631 | 140614.5947 | 0 | 93743.0631 | 234357.6578 | 1.0669 | 0 | 150016.6881 | 100011.1254 | 250027.8134 | 100011.1254 | 250027.8134 | 0% | 0 | 0 | 0 | 0 | Consumer connection | 8%
Other Network Capex | e. Distribution and LV cables | Distribution Switchgear | 47. Link Pillars | 10 Consumer connection (net) | Low Voltage Enclosures | 0 | Labour | 2024 | 2024 | Simple | 93743.0631 | 140614.5947 | 0 | 93743.0631 | 234357.6578 | 1.0815 | 0 | 152069.3587 | 101379.5725 | 253448.9312 | 101379.5725 | 253448.9312 | 0% | 0 | 0 | 0 | 0 | Consumer connection | 8%
Other Network Capex | f. Distribution substations and transformers | Distribution Transformers | 39. Ground Mounted, 22/0 | 10 Consumer connection (net) | Ground Mounted Distribution Transformers | 0 | Transformers | 2024 | 2024 | Simple | 702679.0949 | 1054018.6423 | 0 | 702679.0949 | 1756697.7372 | 0.96588 | 0 | 1018053.9748 | 678702.6499 | 1696756.6247 | 678702.6499 | 1696756.6247 | 0% | 0 | 0 | 0 | 0 | Consumer connection | 8%
Other Network Capex | f. Distribution substations and transformers | Distribution Transformers | 39. Ground Mounted, 22/0 | 10 Consumer connection (net) | Ground Mounted Distribution Transformers | 0 | Labour | 2024 | 2024 | Simple | 175669.7737 | 263504.6606 | 0 | 175669.7737 | 439174.4343 | 1.0815 | 0 | 284970.3109 | 189980.2072 | 474950.5181 | 189980.2072 | 474950.5181 | 0% | 0 | 0 | 0 | 0 | Consumer connection | 8%
Other Network Capex | f. Distribution substations and transformers | Distribution Transformers | 38. Pole Mounted Single/Two/Three Phase, 22/0 | 10 Consumer connection (net) | Pole Mounted Distribution Transformers | 0 | Transformers | 2024 | 2024 | Simple | 456898.963 | 685348.4446 | 0 | 456898.963 | 1142247.4076 | 0.96588 | 0 | 661963.3469 | 441308.8979 | 1103272.2448 | 441308.8979 | 1103272.2448 | 0% | 0 | 0 | 0 | 0 | Consumer connection | 8%
Other Network Capex | f. Distribution substations and transformers | Distribution Transformers | 38. Pole Mounted Single/Two/Three Phase, 22/0 | 10 Consumer connection (net) | Pole Mounted Distribution Transformers | 0 | Labour | 2024 | 2024 | Simple | 114224.7408 | 171337.1111 | 0 | 114224.7408 | 285561.8519 | 1.0815 | 0 | 185294.5967 | 123529.7312 | 308824.3279 | 123529.7312 | 308824.3279 | 0% | 0 | 0 | 0 | 0 | Consumer connection | 8%
Other Network Capex | c. Zone substations | Secondary Systems | 19. Circuit/Transformer/Feeder/Bus Section/Coupler Protection & Controls - Digital | 10 Consumer connection (net) | Protection | 0 | Other | 2024 | 2024 | Simple | 4726.541 | 7089.8115 | 0 | 4726.541 | 11816.3525 | 1.0669 | 0 | 7563.8666 | 5042.5778 | 12606.4444 | 5042.5778 | 12606.4444 | 0% | 0 | 0 | 0 | 0 | Consumer connection | 8%
Other Network Capex | c. Zone substations | Secondary Systems | 19. Circuit/Transformer/Feeder/Bus Section/Coupler Protection & Controls - Digital | 10 Consumer connection (net) | Protection | 0 | Labour | 2024 | 2024 | Simple | 18906.164 | 28359.246 | 0 | 18906.164 | 47265.41 | 1.0815 | 0 | 30669.4505 | 20446.3003 | 51115.7508 | 20446.3003 | 51115.7508 | 0% | 0 | 0 | 0 | 0 | Consumer connection | 8%
Other Network Capex | b. Subtransmission cables | Cables | 4. Subtransmission XLPE installed in or after 1985 | 10 Consumer connection (net) | Subtransmission Cables | 0 | Cables | 2024 | 2024 | Simple | 6853.4844 | 10280.2267 | 0 | 6853.4844 | 17133.7111 | 1.0547 | 0 | 10842.2976 | 7228.1984 | 18070.4959 | 7228.1984 | 18070.4959 | 0% | 0 | 0 | 0 | 0 | Consumer connection | 8%
Other Network Capex | b. Subtransmission cables | Cables | 4. Subtransmission XLPE installed in or after 1985 | 10 Consumer connection (net) | Subtransmission Cables | 0 | Labour | 2024 | 2024 | Simple | 15991.4637 | 23987.1956 | 0 | 15991.4637 | 39978.6593 | 1.0815 | 0 | 25941.2435 | 17294.1624 | 43235.4059 | 17294.1624 | 43235.4059 | 0% | 0 | 0 | 0 | 0 | Consumer connection | 8%
Other Network Capex | e. Distribution and LV cables | Cables | 30. HV PILC | 10 Consumer connection (net) | Distribution Cables | 0 | Cables | 2024 | 2024 | Simple | 124780.6823 | 187171.0235 | 0 | 124780.6823 | 311951.7058 | 1.0547 | 0 | 197404.5902 | 131603.0601 | 329007.6503 | 131603.0601 | 329007.6503 | 0% | 0 | 0 | 0 | 0 | Consumer connection | 8%
Other Network Capex | e. Distribution and LV cables | Cables | 30. HV PILC | 10 Consumer connection (net) | Distribution Cables | 0 | Labour | 2024 | 2024 | Simple | 291154.9254 | 436732.3881 | 0 | 291154.9254 | 727887.3135 | 1.0815 | 0 | 472309.5376 | 314873.0251 | 787182.5627 | 314873.0251 | 787182.5627 | 0% | 0 | 0 | 0 | 0 | Consumer connection | 8%
Other Network Capex | e. Distribution and LV cables | Cables | 46. LV PILC | 10 Consumer connection (net) | Low Voltage Cables | 0 | Cables | 2024 | 2024 | Simple | 355120.7802 | 532681.1704 | 0 | 355120.7802 | 887801.9506 | 1.0547 | 0 | 561805.4878 | 374536.9919 | 936342.4796 | 374536.9919 | 936342.4796 | 0% | 0 | 0 | 0 | 0 | Consumer connection | 8%
Other Network Capex | e. Distribution and LV cables | Cables | 46. LV PILC | 10 Consumer connection (net) | Low Voltage Cables | 0 | Labour | 2024 | 2024 | Simple | 532681.1704 | 799021.7556 | 0 | 532681.1704 | 1331702.9259 | 1.0815 | 0 | 864111.7677 | 576074.5118 | 1440186.2795 | 576074.5118 | 1440186.2795 | 0% | 0 | 0 | 0 | 0 | Consumer connection | 8%
Other Network Capex | d. Distribution and LV lines | Overhead Conductors | 25. HV concrete or steel pole | 10 Consumer connection (net) | Distribution Conductor | 0 | Conductor | 2024 | 2024 | Simple | 4017.5598 | 6026.3398 | 0 | 4017.5598 | 10043.8996 | 1.056 | 0 | 6363.9037 | 4242.6024 | 10606.5061 | 4242.6024 | 10606.5061 | 0% | 0 | 0 | 0 | 0 | Consumer connection | 8%
Other Network Capex | d. Distribution and LV lines | Overhead Conductors | 25. HV concrete or steel pole | 10 Consumer connection (net) | Distribution Conductor | 0 | Labour | 2024 | 2024 | Simple | 16070.2394 | 24105.3591 | 0 | 16070.2394 | 40175.5985 | 1.0815 | 0 | 26069.0329 | 17379.3553 | 43448.3882 | 17379.3553 | 43448.3882 | 0% | 0 | 0 | 0 | 0 | Consumer connection | 8%
Other Network Capex | d. Distribution and LV lines | Overhead Conductors | 26. HV wood pole | 10 Consumer connection (net) | Distribution Conductor | 0 | Conductor | 2024 | 2024 | Simple | 4017.5598 | 6026.3398 | 0 | 4017.5598 | 10043.8996 | 1.056 | 0 | 6363.9037 | 4242.6024 | 10606.5061 | 4242.6024 | 10606.5061 | 0% | 0 | 0 | 0 | 0 | Consumer connection | 10%
Other Network Capex | d. Distribution and LV lines | Overhead Conductors | 26. HV wood pole | 10 Consumer connection (net) | Distribution Conductor | 0 | Labour | 2024 | 2024 | Simple | 16070.2394 | 24105.3591 | 0 | 16070.2394 | 40175.5985 | 1.0815 | 0 | 26069.0329 | 17379.3553 | 43448.3882 | 17379.3553 | 43448.3882 | 0% | 0 | 0 | 0 | 0 | Consumer connection | 10%
Other Network Capex | d. Distribution and LV lines | Overhead Conductors | 41. LV Concrete pole | 10 Consumer connection (net) | Low Voltage Conductor | 0 | Conductor | 2024 | 2024 | Simple | 3781.2328 | 5671.8492 | 0 | 3781.2328 | 9453.082 | 1.056 | 0 | 5989.5564 | 3993.0376 | 9982.594 | 3993.0376 | 9982.594 | 0% | 0 | 0 | 0 | 0 | Consumer connection | 8%
Other Network Capex | d. Distribution and LV lines | Overhead Conductors | 41. LV Concrete pole | 10 Consumer connection (net) | Low Voltage Conductor | 0 | Labour | 2024 | 2024 | Simple | 15124.9312 | 22687.3968 | 0 | 15124.9312 | 37812.328 | 1.0815 | 0 | 24535.5604 | 16357.0403 | 40892.6007 | 16357.0403 | 40892.6007 | 0% | 0 | 0 | 0 | 0 | Consumer connection | 8%
Other Network Capex | d. Distribution and LV lines | Overhead Conductors | 42. LV Wood pole | 10 Consumer connection (net) | Low Voltage Conductor | 0 | Conductor | 2024 | 2024 | Simple | 3781.2328 | 5671.8492 | 0 | 3781.2328 | 9453.082 | 1.056 | 0 | 5989.5564 | 3993.0376 | 9982.594 | 3993.0376 | 9982.594 | 0% | 0 | 0 | 0 | 0 | Consumer connection | 10%
Other Network Capex | d. Distribution and LV lines | Overhead Conductors | 42. LV Wood pole | 10 Consumer connection (net) | Low Voltage Conductor | 0 | Labour | 2024 | 2024 | Simple | 15124.9312 | 22687.3968 | 0 | 15124.9312 | 37812.328 | 1.0815 | 0 | 24535.5604 | 16357.0403 | 40892.6007 | 16357.0403 | 40892.6007 | 0% | 0 | 0 | 0 | 0 | Consumer connection | 10%
Other Network Capex | h. Other network assets | 0 | 51. Other network assets | 10 Consumer connection (net) | Other | 0 | Other | 2024 | 2024 | Simple | 2363.2705 | 3544.9057 | 0 | 2363.2705 | 5908.1762 | 1.0669 | 0 | 3781.9333 | 2521.2889 | 6303.2222 | 2521.2889 | 6303.2222 | 0% | 0 | 0 | 0 | 0 | Consumer connection | 10%
Non Network Capex | i. Non-network assets | Non-network Assets | 52. Buildings | 15 Facilities | Buildings | 0 | Other | 2024 | 2024 | Simple | 55984.0324 | 0 | 0 | 55984.0324 | 55984.0324 | 1.0669 | 0 | 0 | 59727.3643 | 59727.3643 | 59727.3643 | 59727.3643 | 0% | 0 | 0 | 0 | 0 | Non-network CAPEX | 0%
Non Network Capex | i. Non-network assets | Non-network Assets | 53. Furniture and fittings | 15 Facilities | Furniture and fittings | 0 | Other | 2024 | 2024 | Simple | 279920.1618 | 0 | 0 | 279920.1618 | 279920.1618 | 1.0669 | 0 | 0 | 298636.8214 | 298636.8214 | 298636.8214 | 298636.8214 | 0% | 0 | 0 | 0 | 0 | Non-network CAPEX | 13%
Non Network Capex | i. Non-network assets | Non-network Assets | 57. Plant and equipment | 15 Facilities | Plant and equipment | 0 | Other | 2024 | 2024 | Simple | 223936.1294 | 0 | 0 | 223936.1294 | 223936.1294 | 1.0669 | 0 | 0 | 238909.4571 | 238909.4571 | 238909.4571 | 238909.4571 | 0% | 0 | 0 | 0 | 0 | Non-network CAPEX | 20%
Other Network Capex | h. Other network assets | 0 | 51. Other network assets | 12 Future Networks | Other | 0 | Other | 2024 | 2024 | Simple | 214320 | 0 | 0 | 214320 | 214320 | 1.0669 | 0 | 0 | 228650.3521 | 228650.3521 | 228650.3521 | 228650.3521 | 0% | 0 | 0 | 0 | 0 | Quality of supply | 10%
Renewals | f. Distribution substations and transformers | Distribution Transformers | 38. Pole Mounted Single/Two/Three Phase, 22/0 | 6.2 Pole Mounted Distribution Transformers | Pole Mounted Distribution Transformers | 0 | Transformers | 2024 | 2024 | Simple | 2736190 | 0 | 0 | 2736190 | 2736190 | 0.96588 | 0 | 0 | 2642827.1698 | 2642827.1698 | 2642827.1698 | 2642827.1698 | 0% | 0 | 0 | 0 | 0 | Asset replacement and renewal | 8%
Renewals | f. Distribution substations and transformers | Distribution Transformers | 38. Pole Mounted Single/Two/Three Phase, 22/0 | 6.2 Pole Mounted Distribution Transformers | Pole Mounted Distribution Transformers | 0 | Labour | 2024 | 2024 | Simple | 684047.5 | 0 | 0 | 684047.5 | 684047.5 | 1.0815 | 0 | 0 | 739771.4647 | 739771.4647 | 739771.4647 | 739771.4647 | 0% | 0 | 0 | 0 | 0 | Asset replacement and renewal | 8%
Renewals | a. Subtransmission lines | Overhead Conductors | 1. Subtransmission concrete or steel pole | 2.1 Subtransmission Conductor | Subtransmission Conductor | 0 | Conductor | 2024 | 2024 | Simple | 182099.04 | 0 | 0 | 182099.04 | 182099.04 | 1.056 | 0 | 0 | 192299.2714 | 192299.2714 | 192299.2714 | 192299.2714 | 0% | 0 | 0 | 0 | 0 | Asset replacement and renewal | 8%
Renewals | a. Subtransmission lines | Overhead Conductors | 1. Subtransmission concrete or steel pole | 2.1 Subtransmission Conductor | Subtransmission Conductor | 0 | Labour | 2024 | 2024 | Simple | 728396.16 | 0 | 0 | 728396.16 | 728396.16 | 1.0815 | 0 | 0 | 787732.8609 | 787732.8609 | 787732.8609 | 787732.8609 | 0% | 0 | 0 | 0 | 0 | Asset replacement and renewal | 8%
Renewals | c. Zone substations | Secondary Systems | 23. DC Supplies, Batteries and Inverters | 7.2 DC Systems | DC Systems | 0 | Other | 2024 | 2024 | Simple | 143985.135 | 0 | 0 | 143985.135 | 143985.135 | 1.0669 | 0 | 0 | 153612.5971 | 153612.5971 | 153612.5971 | 153612.5971 | 0% | 0 | 0 | 0 | 0 | Asset replacement and renewal | 8%
Renewals | c. Zone substations | Secondary Systems | 23. DC Supplies, Batteries and Inverters | 7.2 DC Systems | DC Systems | 0 | Labour | 2024 | 2024 | Simple | 575940.54 | 0 | 0 | 575940.54 | 575940.54 | 1.0815 | 0 | 0 | 622857.8817 | 622857.8817 | 622857.8817 | 622857.8817 | 0% | 0 | 0 | 0 | 0 | Asset replacement and renewal | 8%
Renewals | f. Distribution substations and transformers | Distribution Transformers | 38. Pole Mounted Single/Two/Three Phase, 22/0 | 3.2 Distribution Cables | Pole Mounted Distribution Transformers | 0 | Transformers | 2024 | 2024 | Simple | 1430917.36 | 0 | 0 | 1430917.36 | 1430917.36 | 0.96588 | 0 | 0 | 1382092.3535 | 1382092.3535 | 1382092.3535 | 1382092.3535 | 0% | 0 | 0 | 0 | 0 | Asset replacement and renewal | 8%
Renewals | f. Distribution substations and transformers | Distribution Transformers | 38. Pole Mounted Single/Two/Three Phase, 22/0 | 3.2 Distribution Cables | Pole Mounted Distribution Transformers | 0 | Labour | 2024 | 2024 | Simple | 357729.34 | 0 | 0 | 357729.34 | 357729.34 | 1.0815 | 0 | 0 | 386870.7331 | 386870.7331 | 386870.7331 | 386870.7331 | 0% | 0 | 0 | 0 | 0 | Asset replacement and renewal | 8%
Renewals | f. Distribution substations and transformers | Distribution Transformers | 39. Ground Mounted, 22/0 | 6.1 Ground Mounted Distribution Transformers | Ground Mounted Distribution Transformers | 0 | Transformers | 2024 | 2024 | Simple | 248064 | 0 | 0 | 248064 | 248064 | 0.96588 | 0 | 0 | 239599.6912 | 239599.6912 | 239599.6912 | 239599.6912 | 0% | 0 | 0 | 0 | 0 | Asset replacement and renewal | 8%
Renewals | f. Distribution substations and transformers | Distribution Transformers | 39. Ground Mounted, 22/0 | 6.1 Ground Mounted Distribution Transformers | Ground Mounted Distribution Transformers | 0 | Labour | 2024 | 2024 | Simple | 62016 | 0 | 0 | 62016 | 62016 | 1.0815 | 0 | 0 | 67067.9553 | 67067.9553 | 67067.9553 | 67067.9553 | 0% | 0 | 0 | 0 | 0 | Asset replacement and renewal | 8%
Renewals | g. Distribution switchgear | Distribution Switchgear | 33. 22 / 11 kV Dropout Fuse 3ph, 2ph (Excl Pole) | 5.2 Pole Mounted Fuses | Pole Mount Fuses | 0 | Other | 2024 | 2024 | Simple | 104500 | 0 | 0 | 104500 | 104500 | 1.0669 | 0 | 0 | 111487.3171 | 111487.3171 | 111487.3171 | 111487.3171 | 0% | 0 | 0 | 0 | 0 | Asset replacement and renewal | 8%
Renewals | g. Distribution switchgear | Distribution Switchgear | 33. 22 / 11 kV Dropout Fuse 3ph, 2ph (Excl Pole) | 5.2 Pole Mounted Fuses | Pole Mount Fuses | 0 | Labour | 2024 | 2024 | Simple | 104500 | 0 | 0 | 104500 | 104500 | 1.0815 | 0 | 0 | 113012.7923 | 113012.7923 | 113012.7923 | 113012.7923 | 0% | 0 | 0 | 0 | 0 | Asset replacement and renewal | 8%
Renewals | e. Distribution and LV cables | Cables | 45. LV XLPE or PVC installed in or after 1985 | 3.3 Low Voltage Cables | Low Voltage Cables | 0 | Cables | 2024 | 2024 | Simple | 113821.02 | 0 | 0 | 113821.02 | 113821.02 | 1.0547 | 0 | 0 | 120044.1788 | 120044.1788 | 120044.1788 | 120044.1788 | 0% | 0 | 0 | 0 | 0 | Asset replacement and renewal | 8%
Renewals | e. Distribution and LV cables | Cables | 45. LV XLPE or PVC installed in or after 1985 | 3.3 Low Voltage Cables | Low Voltage Cables | 0 | Labour | 2024 | 2024 | Simple | 170731.53 | 0 | 0 | 170731.53 | 170731.53 | 1.0815 | 0 | 0 | 184639.6837 | 184639.6837 | 184639.6837 | 184639.6837 | 0% | 0 | 0 | 0 | 0 | Asset replacement and renewal | 8%
Renewals | g. Distribution switchgear | Distribution Switchgear | 31. 22 / 11 kV Disconnector 3ph, 2ph (Excl Pole) | 5.3 Pole Mounted Switches | Pole Mounted Switches | 0 | Other | 2024 | 2024 | Simple | 411160 | 0 | 0 | 411160 | 411160 | 1.0669 | 0 | 0 | 438651.9167 | 438651.9167 | 438651.9167 | 438651.9167 | 0% | 0 | 0 | 0 | 0 | Asset replacement and renewal | 8%
Renewals | g. Distribution switchgear | Distribution Switchgear | 31. 22 / 11 kV Disconnector 3ph, 2ph (Excl Pole) | 5.3 Pole Mounted Switches | Pole Mounted Switches | 0 | Labour | 2024 | 2024 | Simple | 102790 | 0 | 0 | 102790 | 102790 | 1.0815 | 0 | 0 | 111163.4921 | 111163.4921 | 111163.4921 | 111163.4921 | 0% | 0 | 0 | 0 | 0 | Asset replacement and renewal | 8%
Renewals | h. Other network assets | Secondary Systems | 50. SCADA and Comms (Central Facilities and / or wider Network Communications Equipment) | 7.3 Remote Terminal Units | Remote Terminal Units | 0 | Other | 2024 | 2024 | Simple | 43890 | 0 | 0 | 43890 | 43890 | 1.0669 | 0 | 0 | 46824.6732 | 46824.6732 | 46824.6732 | 46824.6732 | 0% | 0 | 0 | 0 | 0 | Asset replacement and renewal | 10%
Renewals | h. Other network assets | Secondary Systems | 50. SCADA and Comms (Central Facilities and / or wider Network Communications Equipment) | 7.3 Remote Terminal Units | Remote Terminal Units | 0 | Labour | 2024 | 2024 | Simple | 175560 | 0 | 0 | 175560 | 175560 | 1.0815 | 0 | 0 | 189861.4911 | 189861.4911 | 189861.4911 | 189861.4911 | 0% | 0 | 0 | 0 | 0 | Asset replacement and renewal | 10%
Renewals | f. Distribution substations and transformers | Distribution Switchgear | 40. Distribution substations | 5.6 Ancillary Distribution Substation Equipment | Ancillary Distribution Substation Equipment | 0 | Other | 2024 | 2024 | Simple | 469194.075 | 0 | 0 | 469194.075 | 469194.075 | 1.0669 | 0 | 0 | 500566.3982 | 500566.3982 | 500566.3982 | 500566.3982 | 0% | 0 | 0 | 0 | 0 | Asset replacement and renewal | 10%
Renewals | f. Distribution substations and transformers | Distribution Switchgear | 40. Distribution substations | 5.6 Ancillary Distribution Substation Equipment | Ancillary Distribution Substation Equipment | 0 | Labour | 2024 | 2024 | Simple | 469194.075 | 0 | 0 | 469194.075 | 469194.075 | 1.0815 | 0 | 0 | 507415.6226 | 507415.6226 | 507415.6226 | 507415.6226 | 0% | 0 | 0 | 0 | 0 | Asset replacement and renewal | 10%
Renewals | b. Subtransmission cables | Distribution Switchgear | 10. Sub-transmission Surge Arresters (3 phase set) | 5.6 Ancillary Distribution Substation Equipment | Ancillary Distribution Substation Equipment | 0 | Other | 2024 | 2024 | Simple | 47500 | 0 | 0 | 47500 | 47500 | 1.0669 | 0 | 0 | 50676.0532 | 50676.0532 | 50676.0532 | 50676.0532 | 0% | 0 | 0 | 0 | 0 | Asset replacement and renewal | 8%
Renewals | b. Subtransmission cables | Distribution Switchgear | 10. Sub-transmission Surge Arresters (3 phase set) | 5.6 Ancillary Distribution Substation Equipment | Ancillary Distribution Substation Equipment | 0 | Labour | 2024 | 2024 | Simple | 47500 | 0 | 0 | 47500 | 47500 | 1.0815 | 0 | 0 | 51369.4511 | 51369.4511 | 51369.4511 | 51369.4511 | 0% | 0 | 0 | 0 | 0 | Asset replacement and renewal | 8%
Growth | d. Distribution and LV lines | Support Structures | 25. HV concrete or steel pole | 9 Distribution and LV Reinforcement | Poles | 0 | Other | 2024 | 2024 | Simple | 51610.735 | 0 | 0 | 51610.735 | 51610.735 | 1.0669 | 0 | 0 | 55061.6495 | 55061.6495 | 55061.6495 | 55061.6495 | 0% | 0 | 0 | 0 | 0 | System growth | 8%
Growth | d. Distribution and LV lines | Support Structures | 25. HV concrete or steel pole | 9 Distribution and LV Reinforcement | Poles | 0 | Labour | 2024 | 2024 | Simple | 51610.735 | 0 | 0 | 51610.735 | 51610.735 | 1.0815 | 0 | 0 | 55815.0552 | 55815.0552 | 55815.0552 | 55815.0552 | 0% | 0 | 0 | 0 | 0 | System growth | 8%
Growth | d. Distribution and LV lines | Support Structures | 26. HV wood pole | 9 Distribution and LV Reinforcement | Poles | 0 | Other | 2024 | 2024 | Simple | 51610.735 | 0 | 0 | 51610.735 | 51610.735 | 1.0669 | 0 | 0 | 55061.6495 | 55061.6495 | 55061.6495 | 55061.6495 | 0% | 0 | 0 | 0 | 0 | System growth | 10%
Growth | d. Distribution and LV lines | Support Structures | 26. HV wood pole | 9 Distribution and LV Reinforcement | Poles | 0 | Labour | 2024 | 2024 | Simple | 51610.735 | 0 | 0 | 51610.735 | 51610.735 | 1.0815 | 0 | 0 | 55815.0552 | 55815.0552 | 55815.0552 | 55815.0552 | 0% | 0 | 0 | 0 | 0 | System growth | 10%
Growth | d. Distribution and LV lines | Support Structures | 41. LV Concrete pole | 9 Distribution and LV Reinforcement | Poles | 0 | Other | 2024 | 2024 | Simple | 22938.1044 | 0 | 0 | 22938.1044 | 22938.1044 | 1.0669 | 0 | 0 | 24471.8442 | 24471.8442 | 24471.8442 | 24471.8442 | 0% | 0 | 0 | 0 | 0 | System growth | 8%
Growth | d. Distribution and LV lines | Support Structures | 41. LV Concrete pole | 9 Distribution and LV Reinforcement | Poles | 0 | Labour | 2024 | 2024 | Simple | 22938.1044 | 0 | 0 | 22938.1044 | 22938.1044 | 1.0815 | 0 | 0 | 24806.6912 | 24806.6912 | 24806.6912 | 24806.6912 | 0% | 0 | 0 | 0 | 0 | System growth | 8%
Growth | d. Distribution and LV lines | Support Structures | 42. LV Wood pole | 9 Distribution and LV Reinforcement | Poles | 0 | Other | 2024 | 2024 | Simple | 22938.1044 | 0 | 0 | 22938.1044 | 22938.1044 | 1.0669 | 0 | 0 | 24471.8442 | 24471.8442 | 24471.8442 | 24471.8442 | 0% | 0 | 0 | 0 | 0 | System growth | 10%
Growth | d. Distribution and LV lines | Support Structures | 42. LV Wood pole | 9 Distribution and LV Reinforcement | Poles | 0 | Labour | 2024 | 2024 | Simple | 22938.1044 | 0 | 0 | 22938.1044 | 22938.1044 | 1.0815 | 0 | 0 | 24806.6912 | 24806.6912 | 24806.6912 | 24806.6912 | 0% | 0 | 0 | 0 | 0 | System growth | 10%
Growth | d. Distribution and LV lines | Support Structures | 25. HV concrete or steel pole | 9 Distribution and LV Reinforcement | Crossarms | 0 | Other | 2024 | 2024 | Simple | 34407.1566 | 0 | 0 | 34407.1566 | 34407.1566 | 1.0669 | 0 | 0 | 36707.7663 | 36707.7663 | 36707.7663 | 36707.7663 | 0% | 0 | 0 | 0 | 0 | System growth | 8%
Growth | d. Distribution and LV lines | Support Structures | 25. HV concrete or steel pole | 9 Distribution and LV Reinforcement | Crossarms | 0 | Labour | 2024 | 2024 | Simple | 34407.1566 | 0 | 0 | 34407.1566 | 34407.1566 | 1.0815 | 0 | 0 | 37210.0368 | 37210.0368 | 37210.0368 | 37210.0368 | 0% | 0 | 0 | 0 | 0 | System growth | 8%
Growth | d. Distribution and LV lines | Support Structures | 26. HV wood pole | 9 Distribution and LV Reinforcement | Crossarms | 0 | Other | 2024 | 2024 | Simple | 34407.1566 | 0 | 0 | 34407.1566 | 34407.1566 | 1.0669 | 0 | 0 | 36707.7663 | 36707.7663 | 36707.7663 | 36707.7663 | 0% | 0 | 0 | 0 | 0 | System growth | 10%
Growth | d. Distribution and LV lines | Support Structures | 26. HV wood pole | 9 Distribution and LV Reinforcement | Crossarms | 0 | Labour | 2024 | 2024 | Simple | 34407.1566 | 0 | 0 | 34407.1566 | 34407.1566 | 1.0815 | 0 | 0 | 37210.0368 | 37210.0368 | 37210.0368 | 37210.0368 | 0% | 0 | 0 | 0 | 0 | System growth | 10%
Growth | d. Distribution and LV lines | Support Structures | 41. LV Concrete pole | 9 Distribution and LV Reinforcement | Crossarms | 0 | Other | 2024 | 2024 | Simple | 17203.5783 | 0 | 0 | 17203.5783 | 17203.5783 | 1.0669 | 0 | 0 | 18353.8832 | 18353.8832 | 18353.8832 | 18353.8832 | 0% | 0 | 0 | 0 | 0 | System growth | 8%
Growth | d. Distribution and LV lines | Support Structures | 41. LV Concrete pole | 9 Distribution and LV Reinforcement | Crossarms | 0 | Labour | 2024 | 2024 | Simple | 17203.5783 | 0 | 0 | 17203.5783 | 17203.5783 | 1.0815 | 0 | 0 | 18605.0184 | 18605.0184 | 18605.0184 | 18605.0184 | 0% | 0 | 0 | 0 | 0 | System growth | 8%
Growth | d. Distribution and LV lines | Support Structures | 42. LV Wood pole | 9 Distribution and LV Reinforcement | Crossarms | 0 | Other | 2024 | 2024 | Simple | 17203.5783 | 0 | 0 | 17203.5783 | 17203.5783 | 1.0669 | 0 | 0 | 18353.8832 | 18353.8832 | 18353.8832 | 18353.8832 | 0% | 0 | 0 | 0 | 0 | System growth | 10%
Growth | d. Distribution and LV lines | Support Structures | 42. LV Wood pole | 9 Distribution and LV Reinforcement | Crossarms | 0 | Labour | 2024 | 2024 | Simple | 17203.5783 | 0 | 0 | 17203.5783 | 17203.5783 | 1.0815 | 0 | 0 | 18605.0184 | 18605.0184 | 18605.0184 | 18605.0184 | 0% | 0 | 0 | 0 | 0 | System growth | 10%
Growth | g. Distribution switchgear | Distribution Switchgear | 32. 22 / 11 kV Load Break Switch (Excl Pole) | 9 Distribution and LV Reinforcement | Pole Mounted Switches | 0 | Other | 2024 | 2024 | Simple | 55051.4506 | 0 | 0 | 55051.4506 | 55051.4506 | 1.0669 | 0 | 0 | 58732.4261 | 58732.4261 | 58732.4261 | 58732.4261 | 0% | 0 | 0 | 0 | 0 | System growth | 8%
Growth | g. Distribution switchgear | Distribution Switchgear | 32. 22 / 11 kV Load Break Switch (Excl Pole) | 9 Distribution and LV Reinforcement | Pole Mounted Switches | 0 | Labour | 2024 | 2024 | Simple | 36700.9671 | 0 | 0 | 36700.9671 | 36700.9671 | 1.0815 | 0 | 0 | 39690.7059 | 39690.7059 | 39690.7059 | 39690.7059 | 0% | 0 | 0 | 0 | 0 | System growth | 8%
Growth | g. Distribution switchgear | Distribution Switchgear | 34. 22 / 11 kV Sectionaliser or Recloser (Excl Pole) | 9 Distribution and LV Reinforcement | Reclosers and Sectionalisers | 0 | Other | 2024 | 2024 | Simple | 41288.588 | 0 | 0 | 41288.588 | 41288.588 | 1.0669 | 0 | 0 | 44049.3196 | 44049.3196 | 44049.3196 | 44049.3196 | 0% | 0 | 0 | 0 | 0 | System growth | 8%
Growth | g. Distribution switchgear | Distribution Switchgear | 34. 22 / 11 kV Sectionaliser or Recloser (Excl Pole) | 9 Distribution and LV Reinforcement | Reclosers and Sectionalisers | 0 | Labour | 2024 | 2024 | Simple | 27525.7253 | 0 | 0 | 27525.7253 | 27525.7253 | 1.0815 | 0 | 0 | 29768.0295 | 29768.0295 | 29768.0295 | 29768.0295 | 0% | 0 | 0 | 0 | 0 | System growth | 8%
Growth | g. Distribution switchgear | Distribution Switchgear | 33. 22 / 11 kV Dropout Fuse 3ph, 2ph (Excl Pole) | 9 Distribution and LV Reinforcement | Pole Mount Fuses | 0 | Other | 2024 | 2024 | Simple | 80283.3655 | 0 | 0 | 80283.3655 | 80283.3655 | 1.0669 | 0 | 0 | 85651.4548 | 85651.4548 | 85651.4548 | 85651.4548 | 0% | 0 | 0 | 0 | 0 | System growth | 8%
Growth | g. Distribution switchgear | Distribution Switchgear | 33. 22 / 11 kV Dropout Fuse 3ph, 2ph (Excl Pole) | 9 Distribution and LV Reinforcement | Pole Mount Fuses | 0 | Labour | 2024 | 2024 | Simple | 80283.3655 | 0 | 0 | 80283.3655 | 80283.3655 | 1.0815 | 0 | 0 | 86823.4193 | 86823.4193 | 86823.4193 | 86823.4193 | 0% | 0 | 0 | 0 | 0 | System growth | 8%
Growth | e. Distribution and LV cables | Distribution Switchgear | 47. Link Pillars | 9 Distribution and LV Reinforcement | Low Voltage Enclosures | 0 | Other | 2024 | 2024 | Simple | 11469.0522 | 0 | 0 | 11469.0522 | 11469.0522 | 1.0669 | 0 | 0 | 12235.9221 | 12235.9221 | 12235.9221 | 12235.9221 | 0% | 0 | 0 | 0 | 0 | System growth | 8%
Growth | e. Distribution and LV cables | Distribution Switchgear | 47. Link Pillars | 9 Distribution and LV Reinforcement | Low Voltage Enclosures | 0 | Labour | 2024 | 2024 | Simple | 11469.0522 | 0 | 0 | 11469.0522 | 11469.0522 | 1.0815 | 0 | 0 | 12403.3456 | 12403.3456 | 12403.3456 | 12403.3456 | 0% | 0 | 0 | 0 | 0 | System growth | 8%
Growth | f. Distribution substations and transformers | Distribution Transformers | 39. Ground Mounted, 22/0 | 9 Distribution and LV Reinforcement | Ground Mounted Distribution Transformers | 0 | Transformers | 2024 | 2024 | Simple | 183504.8354 | 0 | 0 | 183504.8354 | 183504.8354 | 0.96588 | 0 | 0 | 177243.3803 | 177243.3803 | 177243.3803 | 177243.3803 | 0% | 0 | 0 | 0 | 0 | System growth | 8%
Growth | f. Distribution substations and transformers | Distribution Transformers | 39. Ground Mounted, 22/0 | 9 Distribution and LV Reinforcement | Ground Mounted Distribution Transformers | 0 | Labour | 2024 | 2024 | Simple | 45876.2089 | 0 | 0 | 45876.2089 | 45876.2089 | 1.0815 | 0 | 0 | 49613.3824 | 49613.3824 | 49613.3824 | 49613.3824 | 0% | 0 | 0 | 0 | 0 | System growth | 8%
Growth | f. Distribution substations and transformers | Distribution Transformers | 38. Pole Mounted Single/Two/Three Phase, 22/0 | 9 Distribution and LV Reinforcement | Pole Mounted Distribution Transformers | 0 | Transformers | 2024 | 2024 | Simple | 55051.4506 | 0 | 0 | 55051.4506 | 55051.4506 | 0.96588 | 0 | 0 | 53173.0141 | 53173.0141 | 53173.0141 | 53173.0141 | 0% | 0 | 0 | 0 | 0 | System growth | 8%
Growth | f. Distribution substations and transformers | Distribution Transformers | 38. Pole Mounted Single/Two/Three Phase, 22/0 | 9 Distribution and LV Reinforcement | Pole Mounted Distribution Transformers | 0 | Labour | 2024 | 2024 | Simple | 13762.8627 | 0 | 0 | 13762.8627 | 13762.8627 | 1.0815 | 0 | 0 | 14884.0147 | 14884.0147 | 14884.0147 | 14884.0147 | 0% | 0 | 0 | 0 | 0 | System growth | 8%
Growth | g. Distribution switchgear | Distribution Transformers | 35. Voltage Regulator | 9 Distribution and LV Reinforcement | Voltage Regulators | 0 | Transformers | 2024 | 2024 | Simple | 9175.2418 | 0 | 0 | 9175.2418 | 9175.2418 | 0.96588 | 0 | 0 | 8862.169 | 8862.169 | 8862.169 | 8862.169 | 0% | 0 | 0 | 0 | 0 | System growth | 8%
Growth | g. Distribution switchgear | Distribution Transformers | 35. Voltage Regulator | 9 Distribution and LV Reinforcement | Voltage Regulators | 0 | Labour | 2024 | 2024 | Simple | 2293.8104 | 0 | 0 | 2293.8104 | 2293.8104 | 1.0815 | 0 | 0 | 2480.6691 | 2480.6691 | 2480.6691 | 2480.6691 | 0% | 0 | 0 | 0 | 0 | System growth | 8%
Growth | c. Zone substations | Secondary Systems | 19. Circuit/Transformer/Feeder/Bus Section/Coupler Protection & Controls - Digital | 9 Distribution and LV Reinforcement | Protection | 0 | Other | 2024 | 2024 | Simple | 4587.6209 | 0 | 0 | 4587.6209 | 4587.6209 | 1.0669 | 0 | 0 | 4894.3688 | 4894.3688 | 4894.3688 | 4894.3688 | 0% | 0 | 0 | 0 | 0 | System growth | 8%
Growth | c. Zone substations | Secondary Systems | 19. Circuit/Transformer/Feeder/Bus Section/Coupler Protection & Controls - Digital | 9 Distribution and LV Reinforcement | Protection | 0 | Labour | 2024 | 2024 | Simple | 18350.4835 | 0 | 0 | 18350.4835 | 18350.4835 | 1.0815 | 0 | 0 | 19845.353 | 19845.353 | 19845.353 | 19845.353 | 0% | 0 | 0 | 0 | 0 | System growth | 8%
Growth | h. Other network assets | Secondary Systems | 50. SCADA and Comms (Central Facilities and / or wider Network Communications Equipment) | 9 Distribution and LV Reinforcement | Remote Terminal Units | 0 | Other | 2024 | 2024 | Simple | 2293.8104 | 0 | 0 | 2293.8104 | 2293.8104 | 1.0669 | 0 | 0 | 2447.1844 | 2447.1844 | 2447.1844 | 2447.1844 | 0% | 0 | 0 | 0 | 0 | System growth | 10%
Growth | h. Other network assets | Secondary Systems | 50. SCADA and Comms (Central Facilities and / or wider Network Communications Equipment) | 9 Distribution and LV Reinforcement | Remote Terminal Units | 0 | Labour | 2024 | 2024 | Simple | 9175.2418 | 0 | 0 | 9175.2418 | 9175.2418 | 1.0815 | 0 | 0 | 9922.6765 | 9922.6765 | 9922.6765 | 9922.6765 | 0% | 0 | 0 | 0 | 0 | System growth | 10%
Growth | e. Distribution and LV cables | Cables | 29. HV XLPE installed in or after 1985 | 9 Distribution and LV Reinforcement | Distribution Cables | 0 | Cables | 2024 | 2024 | Simple | 185798.6459 | 0 | 0 | 185798.6459 | 185798.6459 | 1.0547 | 0 | 0 | 195957.1779 | 195957.1779 | 195957.1779 | 195957.1779 | 0% | 0 | 0 | 0 | 0 | System growth | 8%
Growth | e. Distribution and LV cables | Cables | 29. HV XLPE installed in or after 1985 | 9 Distribution and LV Reinforcement | Distribution Cables | 0 | Labour | 2024 | 2024 | Simple | 433530.1737 | 0 | 0 | 433530.1737 | 433530.1737 | 1.0815 | 0 | 0 | 468846.464 | 468846.464 | 468846.464 | 468846.464 | 0% | 0 | 0 | 0 | 0 | System growth | 8%
Growth | e. Distribution and LV cables | Cables | 45. LV XLPE or PVC installed in or after 1985 | 9 Distribution and LV Reinforcement | Low Voltage Cables | 0 | Cables | 2024 | 2024 | Simple | 18350.4835 | 0 | 0 | 18350.4835 | 18350.4835 | 1.0547 | 0 | 0 | 19353.7953 | 19353.7953 | 19353.7953 | 19353.7953 | 0% | 0 | 0 | 0 | 0 | System growth | 8%
Growth | e. Distribution and LV cables | Cables | 45. LV XLPE or PVC installed in or after 1985 | 9 Distribution and LV Reinforcement | Low Voltage Cables | 0 | Labour | 2024 | 2024 | Simple | 27525.7253 | 0 | 0 | 27525.7253 | 27525.7253 | 1.0815 | 0 | 0 | 29768.0295 | 29768.0295 | 29768.0295 | 29768.0295 | 0% | 0 | 0 | 0 | 0 | System growth | 8%
Growth | d. Distribution and LV lines | Overhead Conductors | 25. HV concrete or steel pole | 9 Distribution and LV Reinforcement | Distribution Conductor | 0 | Conductor | 2024 | 2024 | Simple | 36700.9671 | 0 | 0 | 36700.9671 | 36700.9671 | 1.056 | 0 | 0 | 38756.7624 | 38756.7624 | 38756.7624 | 38756.7624 | 0% | 0 | 0 | 0 | 0 | System growth | 8%
Growth | d. Distribution and LV lines | Overhead Conductors | 25. HV concrete or steel pole | 9 Distribution and LV Reinforcement | Distribution Conductor | 0 | Labour | 2024 | 2024 | Simple | 146803.8683 | 0 | 0 | 146803.8683 | 146803.8683 | 1.0815 | 0 | 0 | 158762.8238 | 158762.8238 | 158762.8238 | 158762.8238 | 0% | 0 | 0 | 0 | 0 | System growth | 8%
Growth | d. Distribution and LV lines | Overhead Conductors | 26. HV wood pole | 9 Distribution and LV Reinforcement | Distribution Conductor | 0 | Conductor | 2024 | 2024 | Simple | 36700.9671 | 0 | 0 | 36700.9671 | 36700.9671 | 1.056 | 0 | 0 | 38756.7624 | 38756.7624 | 38756.7624 | 38756.7624 | 0% | 0 | 0 | 0 | 0 | System growth | 10%
Growth | d. Distribution and LV lines | Overhead Conductors | 26. HV wood pole | 9 Distribution and LV Reinforcement | Distribution Conductor | 0 | Labour | 2024 | 2024 | Simple | 146803.8683 | 0 | 0 | 146803.8683 | 146803.8683 | 1.0815 | 0 | 0 | 158762.8238 | 158762.8238 | 158762.8238 | 158762.8238 | 0% | 0 | 0 | 0 | 0 | System growth | 10%
Growth | d. Distribution and LV lines | Overhead Conductors | 41. LV Concrete pole | 9 Distribution and LV Reinforcement | Low Voltage Conductor | 0 | Conductor | 2024 | 2024 | Simple | 6881.4313 | 0 | 0 | 6881.4313 | 6881.4313 | 1.056 | 0 | 0 | 7266.893 | 7266.893 | 7266.893 | 7266.893 | 0% | 0 | 0 | 0 | 0 | System growth | 8%
Growth | d. Distribution and LV lines | Overhead Conductors | 41. LV Concrete pole | 9 Distribution and LV Reinforcement | Low Voltage Conductor | 0 | Labour | 2024 | 2024 | Simple | 27525.7253 | 0 | 0 | 27525.7253 | 27525.7253 | 1.0815 | 0 | 0 | 29768.0295 | 29768.0295 | 29768.0295 | 29768.0295 | 0% | 0 | 0 | 0 | 0 | System growth | 8%
Growth | d. Distribution and LV lines | Overhead Conductors | 42. LV Wood pole | 9 Distribution and LV Reinforcement | Low Voltage Conductor | 0 | Conductor | 2024 | 2024 | Simple | 6881.4313 | 0 | 0 | 6881.4313 | 6881.4313 | 1.056 | 0 | 0 | 7266.893 | 7266.893 | 7266.893 | 7266.893 | 0% | 0 | 0 | 0 | 0 | System growth | 10%
Growth | d. Distribution and LV lines | Overhead Conductors | 42. LV Wood pole | 9 Distribution and LV Reinforcement | Low Voltage Conductor | 0 | Labour | 2024 | 2024 | Simple | 27525.7253 | 0 | 0 | 27525.7253 | 27525.7253 | 1.0815 | 0 | 0 | 29768.0295 | 29768.0295 | 29768.0295 | 29768.0295 | 0% | 0 | 0 | 0 | 0 | System growth | 10%
Renewals | d. Distribution and LV lines | Support Structures | 25. HV concrete or steel pole | 1.1 Poles | Poles | 0 | Other | 2024 | 2024 | Simple | 4867800 | 0 | 0 | 4867800 | 4867800 | 1.0669 | 0 | 0 | 5193281.9342 | 5193281.9342 | 5193281.9342 | 5193281.9342 | 0% | 0 | 0 | 0 | 0 | Asset replacement and renewal | 8%
Renewals | d. Distribution and LV lines | Support Structures | 25. HV concrete or steel pole | 1.1 Poles | Poles | 0 | Labour | 2024 | 2024 | Simple | 4867800 | 0 | 0 | 4867800 | 4867800 | 1.0815 | 0 | 0 | 5264341.3444 | 5264341.3444 | 5264341.3444 | 5264341.3444 | 0% | 0 | 0 | 0 | 0 | Asset replacement and renewal | 8%
Renewals | d. Distribution and LV lines | Support Structures | 25. HV concrete or steel pole | 1.2 Crossarms | Crossarms | 0 | Other | 2024 | 2024 | Simple | 4041576 | 0 | 0 | 4041576 | 4041576 | 1.0669 | 0 | 0 | 4311813.0627 | 4311813.0627 | 4311813.0627 | 4311813.0627 | 0% | 0 | 0 | 0 | 0 | Asset replacement and renewal | 8%
Renewals | d. Distribution and LV lines | Support Structures | 25. HV concrete or steel pole | 1.2 Crossarms | Crossarms | 0 | Labour | 2024 | 2024 | Simple | 4041576 | 0 | 0 | 4041576 | 4041576 | 1.0815 | 0 | 0 | 4370811.3796 | 4370811.3796 | 4370811.3796 | 4370811.3796 | 0% | 0 | 0 | 0 | 0 | Asset replacement and renewal | 8%
Renewals | d. Distribution and LV lines | Overhead Conductors | 25. HV concrete or steel pole | 2.2 Distribution Conductor | Distribution Conductor | 0 | Conductor | 2024 | 2024 | Simple | 1134015 | 0 | 0 | 1134015 | 1134015 | 1.056 | 0 | 0 | 1197536.5616 | 1197536.5616 | 1197536.5616 | 1197536.5616 | 0% | 0 | 0 | 0 | 0 | Asset replacement and renewal | 8%
Renewals | d. Distribution and LV lines | Overhead Conductors | 25. HV concrete or steel pole | 2.2 Distribution Conductor | Distribution Conductor | 0 | Labour | 2024 | 2024 | Simple | 4536060 | 0 | 0 | 4536060 | 4536060 | 1.0815 | 0 | 0 | 4905577.0982 | 4905577.0982 | 4905577.0982 | 4905577.0982 | 0% | 0 | 0 | 0 | 0 | Asset replacement and renewal | 8%
Renewals | d. Distribution and LV lines | Overhead Conductors | 25. HV concrete or steel pole | 2.3 Low Voltage Conductor | Distribution Conductor | 0 | Conductor | 2024 | 2024 | Simple | 811566 | 0 | 0 | 811566 | 811566 | 1.056 | 0 | 0 | 857025.6629 | 857025.6629 | 857025.6629 | 857025.6629 | 0% | 0 | 0 | 0 | 0 | Asset replacement and renewal | 8%
Renewals | d. Distribution and LV lines | Overhead Conductors | 25. HV concrete or steel pole | 2.3 Low Voltage Conductor | Distribution Conductor | 0 | Labour | 2024 | 2024 | Simple | 3246264 | 0 | 0 | 3246264 | 3246264 | 1.0815 | 0 | 0 | 3510711.572 | 3510711.572 | 3510711.572 | 3510711.572 | 0% | 0 | 0 | 0 | 0 | Asset replacement and renewal | 8%
Renewals | g. Distribution switchgear | Distribution Switchgear | 36. Ring Main Unit – 3 Way | 5.1 Ground Mounted Switchgear | Ground Mounted Switchgear | 0 | Switchgear | 2024 | 2024 | Simple | 2371314 | 0 | 0 | 2371314 | 2371314 | 0.99237 | 0 | 0 | 2353227.3929 | 2353227.3929 | 2353227.3929 | 2353227.3929 | 0% | 0 | 0 | 0 | 0 | Asset replacement and renewal | 8%
Renewals | g. Distribution switchgear | Distribution Switchgear | 36. Ring Main Unit – 3 Way | 5.1 Ground Mounted Switchgear | Ground Mounted Switchgear | 0 | Labour | 2024 | 2024 | Simple | 592828.5 | 0 | 0 | 592828.5 | 592828.5 | 1.0815 | 0 | 0 | 641121.5709 | 641121.5709 | 641121.5709 | 641121.5709 | 0% | 0 | 0 | 0 | 0 | Asset replacement and renewal | 8%
Renewals | e. Distribution and LV cables | Distribution Switchgear | 47. Link Pillars | 5.4 Low Voltage Enclosures | Low Voltage Enclosures | 0 | Other | 2024 | 2024 | Simple | 526800 | 0 | 0 | 526800 | 526800 | 1.0669 | 0 | 0 | 562024.1018 | 562024.1018 | 562024.1018 | 562024.1018 | 0% | 0 | 0 | 0 | 0 | Asset replacement and renewal | 8%
Renewals | e. Distribution and LV cables | Distribution Switchgear | 47. Link Pillars | 5.4 Low Voltage Enclosures | Low Voltage Enclosures | 0 | Labour | 2024 | 2024 | Simple | 526800 | 0 | 0 | 526800 | 526800 | 1.0815 | 0 | 0 | 569714.2488 | 569714.2488 | 569714.2488 | 569714.2488 | 0% | 0 | 0 | 0 | 0 | Asset replacement and renewal | 8%
Renewals | e. Distribution and LV cables | Distribution Switchgear | 48. LV Overhead / Underground Customer Service Connections | 5.4 Low Voltage Enclosures | Low Voltage Enclosures | 0 | Other | 2024 | 2024 | Simple | 450000 | 0 | 0 | 450000 | 450000 | 1.0669 | 0 | 0 | 480088.9253 | 480088.9253 | 480088.9253 | 480088.9253 | 0% | 0 | 0 | 0 | 0 | Asset replacement and renewal | 8%
Renewals | e. Distribution and LV cables | Distribution Switchgear | 48. LV Overhead / Underground Customer Service Connections | 5.4 Low Voltage Enclosures | Low Voltage Enclosures | 0 | Labour | 2024 | 2024 | Simple | 450000 | 0 | 0 | 450000 | 450000 | 1.0815 | 0 | 0 | 486657.9574 | 486657.9574 | 486657.9574 | 486657.9574 | 0% | 0 | 0 | 0 | 0 | Asset replacement and renewal | 8%
Renewals | c. Zone substations | Secondary Systems | 19. Circuit/Transformer/Feeder/Bus Section/Coupler Protection & Controls - Digital | 7.1 Protection | Protection | 0 | Other | 2024 | 2024 | Simple | 366700 | 0 | 0 | 366700 | 366700 | 1.0669 | 0 | 0 | 391219.1309 | 391219.1309 | 391219.1309 | 391219.1309 | 0% | 0 | 0 | 0 | 0 | Asset replacement and renewal | 8%
Renewals | c. Zone substations | Secondary Systems | 19. Circuit/Transformer/Feeder/Bus Section/Coupler Protection & Controls - Digital | 7.1 Protection | Protection | 0 | Labour | 2024 | 2024 | Simple | 1466800 | 0 | 0 | 1466800 | 1466800 | 1.0815 | 0 | 0 | 1586288.6487 | 1586288.6487 | 1586288.6487 | 1586288.6487 | 0% | 0 | 0 | 0 | 0 | Asset replacement and renewal | 8%
Non Network Capex | i. Non-network assets | Non-network Assets | 54. Computer hardware | 14 IT | Computer hardware | 0 | Other | 2024 | 2024 | Simple | 86000 | 0 | 0 | 86000 | 86000 | 1.0669 | 0 | 0 | 91750.3279 | 91750.3279 | 91750.3279 | 91750.3279 | 0% | 0 | 0 | 0 | 0 | Non-network CAPEX | 50%
Non Network Capex | i. Non-network assets | Non-network Assets | 55. Computer software | 14 IT | Computer software | 0 | Other | 2024 | 2024 | Simple | 1634000 | 0 | 0 | 1634000 | 1634000 | 1.0669 | 0 | 0 | 1743256.2309 | 1743256.2309 | 1743256.2309 | 1743256.2309 | 0% | 0 | 0 | 0 | 0 | Non-network CAPEX | 50%
Non Network Capex | i. Non-network assets | Non-network Assets | 59. Other non-network | 14 IT | 0 | 14 IT | Other | 2024 | 2024 | Simple | 0 | 0 | 155726.2299 | 155726.2299 | 155726.2299 | 1.0669 | 166138.7518 | 0 | 0 | 0 | 166138.7518 | 166138.7518 | 0% | 0 | 0 | 0 | 0 | Non-network CAPEX
Non Network Capex | i. Non-network assets | Non-network Assets | 57. Plant and equipment | 15 Facilities | 0 | 15 Facilities | Other | 2024 | 2024 | Simple | 0 | 0 | 305513.1073 | 305513.1073 | 305513.1073 | 1.0669 | 325941.0208 | 0 | 0 | 0 | 325941.0208 | 325941.0208 | 0% | 0 | 0 | 0 | 0 | Non-network CAPEX
Renewals | b. Subtransmission cables | Cables | 4. Subtransmission XLPE installed in or after 1985 | 3.1 Subtransmission Cables | Subtransmission Cables | 0 | Cables | 2024 | 2024 | Simple | 853221.6 | 0 | 0 | 853221.6 | 853221.6 | 1.0547 | 0 | 0 | 899871.45 | 899871.45 | 899871.45 | 899871.45 | 0% | 0 | 0 | 0 | 0 | Asset replacement and renewal | 8%
Renewals | b. Subtransmission cables | Cables | 4. Subtransmission XLPE installed in or after 1985 | 3.1 Subtransmission Cables | Subtransmission Cables | 0 | Labour | 2024 | 2024 | Simple | 1990850.4 | 0 | 0 | 1990850.4 | 1990850.4 | 1.0815 | 0 | 0 | 2153029.3092 | 2153029.3092 | 2153029.3092 | 2153029.3092 | 0% | 0 | 0 | 0 | 0 | Asset replacement and renewal | 8%
Growth | b. Subtransmission cables | Cables | 4. Subtransmission XLPE installed in or after 1985 | 8.1 Arrowtown 33kV Ring Upgrade | Subtransmission Cables | 0 | Cables | 2024 | 2024 | Simple | 67737.888 | 0 | 0 | 67737.888 | 67737.888 | 1.0547 | 0 | 0 | 71441.4538 | 71441.4538 | 71441.4538 | 71441.4538 | 0% | 0 | 0 | 0 | 0 | System growth | 8%
Growth | b. Subtransmission cables | Cables | 4. Subtransmission XLPE installed in or after 1985 | 8.1 Arrowtown 33kV Ring Upgrade | Subtransmission Cables | 0 | Labour | 2024 | 2024 | Simple | 158055.072 | 0 | 0 | 158055.072 | 158055.072 | 1.0815 | 0 | 0 | 170930.5744 | 170930.5744 | 170930.5744 | 170930.5744 | 0% | 0 | 0 | 0 | 0 | System growth | 8%
Growth | a. Subtransmission lines | Overhead Conductors | 1. Subtransmission concrete or steel pole | 8.1 Arrowtown 33kV Ring Upgrade | Subtransmission Conductor | 0 | Conductor | 2024 | 2024 | Simple | 117130.098 | 0 | 0 | 117130.098 | 117130.098 | 1.056 | 0 | 0 | 123691.1106 | 123691.1106 | 123691.1106 | 123691.1106 | 0% | 0 | 0 | 0 | 0 | System growth | 8%
Growth | a. Subtransmission lines | Overhead Conductors | 1. Subtransmission concrete or steel pole | 8.1 Arrowtown 33kV Ring Upgrade | Subtransmission Conductor | 0 | Labour | 2024 | 2024 | Simple | 468520.392 | 0 | 0 | 468520.392 | 468520.392 | 1.0815 | 0 | 0 | 506687.0599 | 506687.0599 | 506687.0599 | 506687.0599 | 0% | 0 | 0 | 0 | 0 | System growth | 8%
Growth | a. Subtransmission lines | Overhead Conductors | 2. Subtransmission wood pole | 8.1 Arrowtown 33kV Ring Upgrade | Subtransmission Conductor | 0 | Conductor | 2024 | 2024 | Simple | 117130.098 | 0 | 0 | 117130.098 | 117130.098 | 1.056 | 0 | 0 | 123691.1106 | 123691.1106 | 123691.1106 | 123691.1106 | 0% | 0 | 0 | 0 | 0 | System growth | 10%
Growth | a. Subtransmission lines | Overhead Conductors | 2. Subtransmission wood pole | 8.1 Arrowtown 33kV Ring Upgrade | Subtransmission Conductor | 0 | Labour | 2024 | 2024 | Simple | 468520.392 | 0 | 0 | 468520.392 | 468520.392 | 1.0815 | 0 | 0 | 506687.0599 | 506687.0599 | 506687.0599 | 506687.0599 | 0% | 0 | 0 | 0 | 0 | System growth | 10%
Growth | c. Zone substations | Zone Substations | 17. Outdoor Switchgear | 8.1 Arrowtown 33kV Ring Upgrade | Outdoor Switchgear | 0 | Switchgear | 2024 | 2024 | Simple | 11289.648 | 0 | 0 | 11289.648 | 11289.648 | 0.99237 | 0 | 0 | 11203.539 | 11203.539 | 11203.539 | 11203.539 | 0% | 0 | 0 | 0 | 0 | System growth | 8%
Growth | c. Zone substations | Zone Substations | 17. Outdoor Switchgear | 8.1 Arrowtown 33kV Ring Upgrade | Outdoor Switchgear | 0 | Labour | 2024 | 2024 | Simple | 2822.412 | 0 | 0 | 2822.412 | 2822.412 | 1.0815 | 0 | 0 | 3052.3317 | 3052.3317 | 3052.3317 | 3052.3317 | 0% | 0 | 0 | 0 | 0 | System growth | 8%
Growth | c. Zone substations | Zone Substations | 13. Transformers | 8.3 Omakau New Zone Substation | Power Transformers | 0 | Transformers | 2024 | 2024 | Simple | 58542.6667 | 0 | 0 | 58542.6667 | 58542.6667 | 0.96588 | 0 | 0 | 56545.1047 | 56545.1047 | 56545.1047 | 56545.1047 | 0% | 0 | 0 | 0 | 0 | System growth | 8%
Growth | c. Zone substations | Zone Substations | 13. Transformers | 8.3 Omakau New Zone Substation | Power Transformers | 0 | Labour | 2024 | 2024 | Simple | 39028.4444 | 0 | 0 | 39028.4444 | 39028.4444 | 1.0815 | 0 | 0 | 42207.7846 | 42207.7846 | 42207.7846 | 42207.7846 | 0% | 0 | 0 | 0 | 0 | System growth | 8%
Growth | c. Zone substations | Zone Substations | 17. Outdoor Switchgear | 8.3 Omakau New Zone Substation | Outdoor Switchgear | 0 | Switchgear | 2024 | 2024 | Simple | 374673.0667 | 0 | 0 | 374673.0667 | 374673.0667 | 0.99237 | 0 | 0 | 371815.3411 | 371815.3411 | 371815.3411 | 371815.3411 | 0% | 0 | 0 | 0 | 0 | System growth | 8%
Growth | c. Zone substations | Zone Substations | 17. Outdoor Switchgear | 8.3 Omakau New Zone Substation | Outdoor Switchgear | 0 | Labour | 2024 | 2024 | Simple | 93668.2667 | 0 | 0 | 93668.2667 | 93668.2667 | 1.0815 | 0 | 0 | 101298.683 | 101298.683 | 101298.683 | 101298.683 | 0% | 0 | 0 | 0 | 0 | System growth | 8%
Growth | c. Zone substations | Zone Substations | 12. Site Development and Buildings | 8.3 Omakau New Zone Substation | Buildings and Grounds | 0 | Other | 2024 | 2024 | Simple | 536641.1111 | 0 | 0 | 536641.1111 | 536641.1111 | 1.0669 | 0 | 0 | 572523.2317 | 572523.2317 | 572523.2317 | 572523.2317 | 0% | 0 | 0 | 0 | 0 | System growth | 0%
Growth | c. Zone substations | Zone Substations | 12. Site Development and Buildings | 8.3 Omakau New Zone Substation | Buildings and Grounds | 0 | Labour | 2024 | 2024 | Simple | 536641.1111 | 0 | 0 | 536641.1111 | 536641.1111 | 1.0815 | 0 | 0 | 580357.0377 | 580357.0377 | 580357.0377 | 580357.0377 | 0% | 0 | 0 | 0 | 0 | System growth | 0%
Growth | c. Zone substations | Secondary Systems | 19. Circuit/Transformer/Feeder/Bus Section/Coupler Protection & Controls - Digital | 8.3 Omakau New Zone Substation | Protection | 0 | Other | 2024 | 2024 | Simple | 35125.6 | 0 | 0 | 35125.6 | 35125.6 | 1.0669 | 0 | 0 | 37474.2479 | 37474.2479 | 37474.2479 | 37474.2479 | 0% | 0 | 0 | 0 | 0 | System growth | 8%
Growth | c. Zone substations | Secondary Systems | 19. Circuit/Transformer/Feeder/Bus Section/Coupler Protection & Controls - Digital | 8.3 Omakau New Zone Substation | Protection | 0 | Labour | 2024 | 2024 | Simple | 140502.4 | 0 | 0 | 140502.4 | 140502.4 | 1.0815 | 0 | 0 | 151948.0244 | 151948.0244 | 151948.0244 | 151948.0244 | 0% | 0 | 0 | 0 | 0 | System growth | 8%
Growth | c. Zone substations | Secondary Systems | 23. DC Supplies, Batteries and Inverters | 8.3 Omakau New Zone Substation | DC Systems | 0 | Other | 2024 | 2024 | Simple | 21855.9289 | 0 | 0 | 21855.9289 | 21855.9289 | 1.0669 | 0 | 0 | 23317.3098 | 23317.3098 | 23317.3098 | 23317.3098 | 0% | 0 | 0 | 0 | 0 | System growth | 8%
Growth | c. Zone substations | Secondary Systems | 23. DC Supplies, Batteries and Inverters | 8.3 Omakau New Zone Substation | DC Systems | 0 | Labour | 2024 | 2024 | Simple | 87423.7156 | 0 | 0 | 87423.7156 | 87423.7156 | 1.0815 | 0 | 0 | 94545.4374 | 94545.4374 | 94545.4374 | 94545.4374 | 0% | 0 | 0 | 0 | 0 | System growth | 8%
Growth | h. Other network assets | Secondary Systems | 50. SCADA and Comms (Central Facilities and / or wider Network Communications Equipment) | 8.3 Omakau New Zone Substation | Remote Terminal Units | 0 | Other | 2024 | 2024 | Simple | 15611.3778 | 0 | 0 | 15611.3778 | 15611.3778 | 1.0669 | 0 | 0 | 16655.2213 | 16655.2213 | 16655.2213 | 16655.2213 | 0% | 0 | 0 | 0 | 0 | System growth | 10%
Growth | h. Other network assets | Secondary Systems | 50. SCADA and Comms (Central Facilities and / or wider Network Communications Equipment) | 8.3 Omakau New Zone Substation | Remote Terminal Units | 0 | Labour | 2024 | 2024 | Simple | 62445.5111 | 0 | 0 | 62445.5111 | 62445.5111 | 1.0815 | 0 | 0 | 67532.4553 | 67532.4553 | 67532.4553 | 67532.4553 | 0% | 0 | 0 | 0 | 0 | System growth | 10%
Growth | c. Zone substations | Zone Substations | 14. 66/50/33/22/11 kV Indoor Switchgear Cubicle | 8.16 Smith Street to Willowbank Inter-tie | Indoor Switchgear | 0 | Switchgear | 2024 | 2024 | Simple | 0 | 0 | 0 | 0 | 0 | 0.99237 | 0 | 0 | 0 | 0 | 0 | 0 | 0% | 0 | 0 | 0 | 0 | System growth | 8%
Growth | c. Zone substations | Zone Substations | 14. 66/50/33/22/11 kV Indoor Switchgear Cubicle | 8.16 Smith Street to Willowbank Inter-tie | Indoor Switchgear | 0 | Labour | 2024 | 2024 | Simple | 0 | 0 | 0 | 0 | 0 | 1.0815 | 0 | 0 | 0 | 0 | 0 | 0 | 0% | 0 | 0 | 0 | 0 | System growth | 8%
Growth | b. Subtransmission cables | Cables | 4. Subtransmission XLPE installed in or after 1985 | 8.16 Smith Street to Willowbank Inter-tie | Subtransmission Cables | 0 | Cables | 2024 | 2024 | Simple | 0 | 0 | 0 | 0 | 0 | 1.0547 | 0 | 0 | 0 | 0 | 0 | 0 | 0% | 0 | 0 | 0 | 0 | System growth | 8%
Growth | b. Subtransmission cables | Cables | 4. Subtransmission XLPE installed in or after 1985 | 8.16 Smith Street to Willowbank Inter-tie | Subtransmission Cables | 0 | Labour | 2024 | 2024 | Simple | 0 | 0 | 0 | 0 | 0 | 1.0815 | 0 | 0 | 0 | 0 | 0 | 0 | 0% | 0 | 0 | 0 | 0 | System growth | 8%
Renewals | c. Zone substations | Zone Substations | 12. Site Development and Buildings | 4.1 Zone Substations | Buildings and Grounds | 0 | Labour | 2024 | 2024 | Simple | 266000 | 0 | 0 | 266000 | 266000 | 1.0815 | 0 | 0 | 287668.9259 | 287668.9259 | 287668.9259 | 287668.9259 | 0% | 0 | 0 | 0 | 0 | Asset replacement and renewal | 0%
Renewals | c. Zone substations | Zone Substations | 12. Site Development and Buildings | 4.1 Zone Substations | Buildings and Grounds | 0 | Other | 2024 | 2024 | Simple | 266000 | 0 | 0 | 266000 | 266000 | 1.0669 | 0 | 0 | 283785.898 | 283785.898 | 283785.898 | 283785.898 | 0% | 0 | 0 | 0 | 0 | Asset replacement and renewal | 0%
Renewals | c. Zone substations | Zone Substations | 13. Transformers | 4.1 Zone Substations | Power Transformers | 0 | Labour | 2024 | 2024 | Simple | 55860 | 0 | 0 | 55860 | 55860 | 1.0815 | 0 | 0 | 60410.4744 | 60410.4744 | 60410.4744 | 60410.4744 | 0% | 0 | 0 | 0 | 0 | Asset replacement and renewal | 8%
Renewals | c. Zone substations | Zone Substations | 13. Transformers | 4.1 Zone Substations | Power Transformers | 0 | Transformers | 2024 | 2024 | Simple | 83790 | 0 | 0 | 83790 | 83790 | 0.96588 | 0 | 0 | 80930.9619 | 80930.9619 | 80930.9619 | 80930.9619 | 0% | 0 | 0 | 0 | 0 | Asset replacement and renewal | 8%
Renewals | c. Zone substations | Zone Substations | 14. 66/50/33/22/11 kV Indoor Switchgear Cubicle | 4.1 Zone Substations | Indoor Switchgear | 0 | Labour | 2024 | 2024 | Simple | 359100 | 0 | 0 | 359100 | 359100 | 1.0815 | 0 | 0 | 388353.05 | 388353.05 | 388353.05 | 388353.05 | 0% | 0 | 0 | 0 | 0 | Asset replacement and renewal | 8%
Renewals | c. Zone substations | Zone Substations | 14. 66/50/33/22/11 kV Indoor Switchgear Cubicle | 4.1 Zone Substations | Indoor Switchgear | 0 | Switchgear | 2024 | 2024 | Simple | 538650 | 0 | 0 | 538650 | 538650 | 0.99237 | 0 | 0 | 534541.5812 | 534541.5812 | 534541.5812 | 534541.5812 | 0% | 0 | 0 | 0 | 0 | Asset replacement and renewal | 8%
Renewals | c. Zone substations | Secondary Systems | 23. DC Supplies, Batteries and Inverters | 4.1 Zone Substations | DC Systems | 0 | Labour | 2024 | 2024 | Simple | 62562.6414 | 0 | 0 | 62562.6414 | 62562.6414 | 1.0815 | 0 | 0 | 67659.1273 | 67659.1273 | 67659.1273 | 67659.1273 | 0% | 0 | 0 | 0 | 0 | Asset replacement and renewal | 8%
Renewals | c. Zone substations | Secondary Systems | 23. DC Supplies, Batteries and Inverters | 4.1 Zone Substations | DC Systems | 0 | Other | 2024 | 2024 | Simple | 15640.6603 | 0 | 0 | 15640.6603 | 15640.6603 | 1.0669 | 0 | 0 | 16686.4618 | 16686.4618 | 16686.4618 | 16686.4618 | 0% | 0 | 0 | 0 | 0 | Asset replacement and renewal | 8%
Renewals | g. Distribution switchgear | Distribution Switchgear | 36. Ring Main Unit – 3 Way | 4.1 Zone Substations | Ground Mounted Switchgear | 0 | Labour | 2024 | 2024 | Simple | 19950 | 0 | 0 | 19950 | 19950 | 1.0815 | 0 | 0 | 21575.1694 | 21575.1694 | 21575.1694 | 21575.1694 | 0% | 0 | 0 | 0 | 0 | Asset replacement and renewal | 8%
Renewals | g. Distribution switchgear | Distribution Switchgear | 36. Ring Main Unit – 3 Way | 4.1 Zone Substations | Ground Mounted Switchgear | 0 | Switchgear | 2024 | 2024 | Simple | 79800 | 0 | 0 | 79800 | 79800 | 0.99237 | 0 | 0 | 79191.3454 | 79191.3454 | 79191.3454 | 79191.3454 | 0% | 0 | 0 | 0 | 0 | Asset replacement and renewal | 8%
Renewals | f. Distribution substations and transformers | Distribution Transformers | 39. Ground Mounted, 22/0 | 4.1 Zone Substations | Ground Mounted Distribution Transformers | 0 | Labour | 2024 | 2024 | Simple | 12129.6 | 0 | 0 | 12129.6 | 12129.6 | 1.0815 | 0 | 0 | 13117.703 | 13117.703 | 13117.703 | 13117.703 | 0% | 0 | 0 | 0 | 0 | Asset replacement and renewal | 8%
Renewals | f. Distribution substations and transformers | Distribution Transformers | 39. Ground Mounted, 22/0 | 4.1 Zone Substations | Ground Mounted Distribution Transformers | 0 | Transformers | 2024 | 2024 | Simple | 48518.4 | 0 | 0 | 48518.4 | 48518.4 | 0.96588 | 0 | 0 | 46862.8808 | 46862.8808 | 46862.8808 | 46862.8808 | 0% | 0 | 0 | 0 | 0 | Asset replacement and renewal | 8%
Renewals | h. Other network assets | Secondary Systems | 50. SCADA and Comms (Central Facilities and / or wider Network Communications Equipment) | 4.1 Zone Substations | Remote Terminal Units | 0 | Labour | 2024 | 2024 | Simple | 78204 | 0 | 0 | 78204 | 78204 | 1.0815 | 0 | 0 | 84574.6642 | 84574.6642 | 84574.6642 | 84574.6642 | 0% | 0 | 0 | 0 | 0 | Asset replacement and renewal | 10%
Renewals | h. Other network assets | Secondary Systems | 50. SCADA and Comms (Central Facilities and / or wider Network Communications Equipment) | 4.1 Zone Substations | Remote Terminal Units | 0 | Other | 2024 | 2024 | Simple | 19551 | 0 | 0 | 19551 | 19551 | 1.0669 | 0 | 0 | 20858.2635 | 20858.2635 | 20858.2635 | 20858.2635 | 0% | 0 | 0 | 0 | 0 | Asset replacement and renewal | 10%
Renewals | c. Zone substations | Zone Substations | 12. Site Development and Buildings | 4.1 Zone Substations | Buildings and Grounds | 0 | Labour | 2024 | 2024 | Simple | 304237.5 | 0 | 0 | 304237.5 | 304237.5 | 1.0815 | 0 | 0 | 329021.334 | 329021.334 | 329021.334 | 329021.334 | 0% | 0 | 0 | 0 | 0 | Asset replacement and renewal | 0%
Renewals | c. Zone substations | Zone Substations | 12. Site Development and Buildings | 4.1 Zone Substations | Buildings and Grounds | 0 | Other | 2024 | 2024 | Simple | 304237.5 | 0 | 0 | 304237.5 | 304237.5 | 1.0669 | 0 | 0 | 324580.1209 | 324580.1209 | 324580.1209 | 324580.1209 | 0% | 0 | 0 | 0 | 0 | Asset replacement and renewal | 0%
Renewals | c. Zone substations | Zone Substations | 13. Transformers | 4.1 Zone Substations | Power Transformers | 0 | Labour | 2024 | 2024 | Simple | 853700.4 | 0 | 0 | 853700.4 | 853700.4 | 1.0815 | 0 | 0 | 923244.6509 | 923244.6509 | 923244.6509 | 923244.6509 | 0% | 0 | 0 | 0 | 0 | Asset replacement and renewal | 8%
Renewals | c. Zone substations | Zone Substations | 13. Transformers | 4.1 Zone Substations | Power Transformers | 0 | Transformers | 2024 | 2024 | Simple | 1280550.6 | 0 | 0 | 1280550.6 | 1280550.6 | 0.96588 | 0 | 0 | 1236856.3287 | 1236856.3287 | 1236856.3287 | 1236856.3287 | 0% | 0 | 0 | 0 | 0 | Asset replacement and renewal | 8%
Renewals | c. Zone substations | Zone Substations | 14. 66/50/33/22/11 kV Indoor Switchgear Cubicle | 4.1 Zone Substations | Indoor Switchgear | 0 | Labour | 2024 | 2024 | Simple | 359100 | 0 | 0 | 359100 | 359100 | 1.0815 | 0 | 0 | 388353.05 | 388353.05 | 388353.05 | 388353.05 | 0% | 0 | 0 | 0 | 0 | Asset replacement and renewal | 8%
Renewals | c. Zone substations | Zone Substations | 14. 66/50/33/22/11 kV Indoor Switchgear Cubicle | 4.1 Zone Substations | Indoor Switchgear | 0 | Switchgear | 2024 | 2024 | Simple | 538650 | 0 | 0 | 538650 | 538650 | 0.99237 | 0 | 0 | 534541.5812 | 534541.5812 | 534541.5812 | 534541.5812 | 0% | 0 | 0 | 0 | 0 | Asset replacement and renewal | 8%
Renewals | c. Zone substations | Secondary Systems | 19. Circuit/Transformer/Feeder/Bus Section/Coupler Protection & Controls - Digital | 4.1 Zone Substations | Protection | 0 | Labour | 2024 | 2024 | Simple | 111720 | 0 | 0 | 111720 | 111720 | 1.0815 | 0 | 0 | 120820.9489 | 120820.9489 | 120820.9489 | 120820.9489 | 0% | 0 | 0 | 0 | 0 | Asset replacement and renewal | 8%
Renewals | c. Zone substations | Secondary Systems | 19. Circuit/Transformer/Feeder/Bus Section/Coupler Protection & Controls - Digital | 4.1 Zone Substations | Protection | 0 | Other | 2024 | 2024 | Simple | 27930 | 0 | 0 | 27930 | 27930 | 1.0669 | 0 | 0 | 29797.5193 | 29797.5193 | 29797.5193 | 29797.5193 | 0% | 0 | 0 | 0 | 0 | Asset replacement and renewal | 8%
Renewals | c. Zone substations | Secondary Systems | 23. DC Supplies, Batteries and Inverters | 4.1 Zone Substations | DC Systems | 0 | Labour | 2024 | 2024 | Simple | 59105.2 | 0 | 0 | 59105.2 | 59105.2 | 1.0815 | 0 | 0 | 63920.0353 | 63920.0353 | 63920.0353 | 63920.0353 | 0% | 0 | 0 | 0 | 0 | Asset replacement and renewal | 8%
Renewals | c. Zone substations | Secondary Systems | 23. DC Supplies, Batteries and Inverters | 4.1 Zone Substations | DC Systems | 0 | Other | 2024 | 2024 | Simple | 14776.3 | 0 | 0 | 14776.3 | 14776.3 | 1.0669 | 0 | 0 | 15764.3066 | 15764.3066 | 15764.3066 | 15764.3066 | 0% | 0 | 0 | 0 | 0 | Asset replacement and renewal | 8%
Renewals | e. Distribution and LV cables | Cables | 29. HV XLPE installed in or after 1985 | 4.1 Zone Substations | Distribution Cables | 0 | Labour | 2024 | 2024 | Simple | 86555.07 | 0 | 0 | 86555.07 | 86555.07 | 1.0815 | 0 | 0 | 93606.0302 | 93606.0302 | 93606.0302 | 93606.0302 | 0% | 0 | 0 | 0 | 0 | Asset replacement and renewal | 8%
Renewals | e. Distribution and LV cables | Cables | 29. HV XLPE installed in or after 1985 | 4.1 Zone Substations | Distribution Cables | 0 | Cables | 2024 | 2024 | Simple | 37095.03 | 0 | 0 | 37095.03 | 37095.03 | 1.0547 | 0 | 0 | 39123.199 | 39123.199 | 39123.199 | 39123.199 | 0% | 0 | 0 | 0 | 0 | Asset replacement and renewal | 8%
Renewals | h. Other network assets | Secondary Systems | 50. SCADA and Comms (Central Facilities and / or wider Network Communications Equipment) | 4.1 Zone Substations | Remote Terminal Units | 0 | Labour | 2024 | 2024 | Simple | 78204 | 0 | 0 | 78204 | 78204 | 1.0815 | 0 | 0 | 84574.6642 | 84574.6642 | 84574.6642 | 84574.6642 | 0% | 0 | 0 | 0 | 0 | Asset replacement and renewal | 10%
Renewals | h. Other network assets | Secondary Systems | 50. SCADA and Comms (Central Facilities and / or wider Network Communications Equipment) | 4.1 Zone Substations | Remote Terminal Units | 0 | Other | 2024 | 2024 | Simple | 19551 | 0 | 0 | 19551 | 19551 | 1.0669 | 0 | 0 | 20858.2635 | 20858.2635 | 20858.2635 | 20858.2635 | 0% | 0 | 0 | 0 | 0 | Asset replacement and renewal | 10%
Growth | c. Zone substations | Zone Substations | 12. Site Development and Buildings | 8.2 Arrowtown Zone Substation 33kV Indoor Switchboard | Buildings and Grounds | 0 | Other | 2024 | 2025 | Complex | 192369.7323 | 0 | 0 | 192369.7323 | 192369.7323 | 1.0669 | 0 | 0 | 205232.3956 | 205232.3956 | 205232.3956 | 205232.3956 | 3.557% | 6842.0052 | 7299.491 | 212531.8866 | 212531.8866 | System growth | 0%
Growth | c. Zone substations | Zone Substations | 12. Site Development and Buildings | 8.2 Arrowtown Zone Substation 33kV Indoor Switchboard | Buildings and Grounds | 0 | Labour | 2024 | 2025 | Complex | 192369.7323 | 0 | 0 | 192369.7323 | 192369.7323 | 1.0815 | 0 | 0 | 208040.58 | 208040.58 | 208040.58 | 208040.58 | 3.557% | 6842.0052 | 7399.3695 | 215439.9495 | 215439.9495 | System growth | 0%
Growth | c. Zone substations | Zone Substations | 14. 66/50/33/22/11 kV Indoor Switchgear Cubicle | 8.2 Arrowtown Zone Substation 33kV Indoor Switchboard | Indoor Switchgear | 0 | Switchgear | 2024 | 2025 | Complex | 230843.6788 | 0 | 0 | 230843.6788 | 230843.6788 | 0.99237 | 0 | 0 | 229082.9761 | 229082.9761 | 229082.9761 | 229082.9761 | 3.557% | 8210.4063 | 8147.7834 | 237230.7595 | 237230.7595 | System growth | 8%
Growth | c. Zone substations | Zone Substations | 14. 66/50/33/22/11 kV Indoor Switchgear Cubicle | 8.2 Arrowtown Zone Substation 33kV Indoor Switchboard | Indoor Switchgear | 0 | Labour | 2024 | 2025 | Complex | 153895.7859 | 0 | 0 | 153895.7859 | 153895.7859 | 1.0815 | 0 | 0 | 166432.464 | 166432.464 | 166432.464 | 166432.464 | 3.557% | 5473.6042 | 5919.4956 | 172351.9596 | 172351.9596 | System growth | 8%
Growth | c. Zone substations | Secondary Systems | 19. Circuit/Transformer/Feeder/Bus Section/Coupler Protection & Controls - Digital | 8.2 Arrowtown Zone Substation 33kV Indoor Switchboard | Protection | 0 | Other | 2024 | 2025 | Complex | 28855.4598 | 0 | 0 | 28855.4598 | 28855.4598 | 1.0669 | 0 | 0 | 30784.8593 | 30784.8593 | 30784.8593 | 30784.8593 | 3.557% | 1026.3008 | 1094.9236 | 31879.783 | 31879.783 | System growth | 8%
Growth | c. Zone substations | Secondary Systems | 19. Circuit/Transformer/Feeder/Bus Section/Coupler Protection & Controls - Digital | 8.2 Arrowtown Zone Substation 33kV Indoor Switchboard | Protection | 0 | Labour | 2024 | 2025 | Complex | 115421.8394 | 0 | 0 | 115421.8394 | 115421.8394 | 1.0815 | 0 | 0 | 124824.348 | 124824.348 | 124824.348 | 124824.348 | 3.557% | 4105.2031 | 4439.6217 | 129263.9697 | 129263.9697 | System growth | 8%
Growth | c. Zone substations | Secondary Systems | 23. DC Supplies, Batteries and Inverters | 8.2 Arrowtown Zone Substation 33kV Indoor Switchboard | DC Systems | 0 | Other | 2024 | 2025 | Complex | 10772.705 | 0 | 0 | 10772.705 | 10772.705 | 1.0669 | 0 | 0 | 11493.0142 | 11493.0142 | 11493.0142 | 11493.0142 | 3.557% | 383.1523 | 408.7715 | 11901.7856 | 11901.7856 | System growth | 8%
Growth | c. Zone substations | Secondary Systems | 23. DC Supplies, Batteries and Inverters | 8.2 Arrowtown Zone Substation 33kV Indoor Switchboard | DC Systems | 0 | Labour | 2024 | 2025 | Complex | 43090.82 | 0 | 0 | 43090.82 | 43090.82 | 1.0815 | 0 | 0 | 46601.0899 | 46601.0899 | 46601.0899 | 46601.0899 | 3.557% | 1532.6092 | 1657.4588 | 48258.5487 | 48258.5487 | System growth | 8%
Growth | h. Other network assets | Secondary Systems | 50. SCADA and Comms (Central Facilities and / or wider Network Communications Equipment) | 8.2 Arrowtown Zone Substation 33kV Indoor Switchboard | Remote Terminal Units | 0 | Other | 2024 | 2025 | Complex | 7694.7893 | 0 | 0 | 7694.7893 | 7694.7893 | 1.0669 | 0 | 0 | 8209.2958 | 8209.2958 | 8209.2958 | 8209.2958 | 3.557% | 273.6802 | 291.9796 | 8501.2755 | 8501.2755 | System growth | 10%
Growth | h. Other network assets | Secondary Systems | 50. SCADA and Comms (Central Facilities and / or wider Network Communications Equipment) | 8.2 Arrowtown Zone Substation 33kV Indoor Switchboard | Remote Terminal Units | 0 | Labour | 2024 | 2025 | Complex | 30779.1572 | 0 | 0 | 30779.1572 | 30779.1572 | 1.0815 | 0 | 0 | 33286.4928 | 33286.4928 | 33286.4928 | 33286.4928 | 3.557% | 1094.7208 | 1183.8991 | 34470.3919 | 34470.3919 | System growth | 10%
Renewals | c. Zone substations | Zone Substations | 12. Site Development and Buildings | 4.1 Zone Substations | Buildings and Grounds | 0 | Labour | 2024 | 2025 | Complex | 14250 | 0 | 0 | 14250 | 14250 | 1.0815 | 0 | 0 | 15410.8353 | 15410.8353 | 15410.8353 | 15410.8353 | 3.557% | 506.8291 | 548.1165 | 15958.9518 | 15958.9518 | Asset replacement and renewal | 0%
Renewals | c. Zone substations | Zone Substations | 12. Site Development and Buildings | 4.1 Zone Substations | Buildings and Grounds | 0 | Other | 2024 | 2025 | Complex | 14250 | 0 | 0 | 14250 | 14250 | 1.0669 | 0 | 0 | 15202.816 | 15202.816 | 15202.816 | 15202.816 | 3.557% | 506.8291 | 540.7178 | 15743.5338 | 15743.5338 | Asset replacement and renewal | 0%
Renewals | c. Zone substations | Zone Substations | 13. Transformers | 4.1 Zone Substations | Power Transformers | 0 | Labour | 2024 | 2025 | Complex | 22959.6 | 0 | 0 | 22959.6 | 22959.6 | 1.0815 | 0 | 0 | 24829.9379 | 24829.9379 | 24829.9379 | 24829.9379 | 3.557% | 816.603 | 883.1252 | 25713.0631 | 25713.0631 | Asset replacement and renewal | 8%
Renewals | c. Zone substations | Zone Substations | 13. Transformers | 4.1 Zone Substations | Power Transformers | 0 | Transformers | 2024 | 2025 | Complex | 34439.4 | 0 | 0 | 34439.4 | 34439.4 | 0.96588 | 0 | 0 | 33264.277 | 33264.277 | 33264.277 | 33264.277 | 3.557% | 1224.9045 | 1183.109 | 34447.386 | 34447.386 | Asset replacement and renewal | 8%
Renewals | c. Zone substations | Zone Substations | 14. 66/50/33/22/11 kV Indoor Switchgear Cubicle | 4.1 Zone Substations | Indoor Switchgear | 0 | Labour | 2024 | 2025 | Complex | 164160 | 0 | 0 | 164160 | 164160 | 1.0815 | 0 | 0 | 177532.8229 | 177532.8229 | 177532.8229 | 177532.8229 | 3.557% | 5838.671 | 6314.3016 | 183847.1244 | 183847.1244 | Asset replacement and renewal | 8%
Renewals | c. Zone substations | Zone Substations | 14. 66/50/33/22/11 kV Indoor Switchgear Cubicle | 4.1 Zone Substations | Indoor Switchgear | 0 | Switchgear | 2024 | 2025 | Complex | 246240 | 0 | 0 | 246240 | 246240 | 0.99237 | 0 | 0 | 244361.8657 | 244361.8657 | 244361.8657 | 244361.8657 | 3.557% | 8758.0065 | 8691.207 | 253053.0727 | 253053.0727 | Asset replacement and renewal | 8%
Renewals | c. Zone substations | Secondary Systems | 23. DC Supplies, Batteries and Inverters | 4.1 Zone Substations | DC Systems | 0 | Labour | 2024 | 2025 | Complex | 26812.5606 | 0 | 0 | 26812.5606 | 26812.5606 | 1.0815 | 0 | 0 | 28996.7688 | 28996.7688 | 28996.7688 | 28996.7688 | 3.557% | 953.6411 | 1031.3267 | 30028.0955 | 30028.0955 | Asset replacement and renewal | 8%
Renewals | c. Zone substations | Secondary Systems | 23. DC Supplies, Batteries and Inverters | 4.1 Zone Substations | DC Systems | 0 | Other | 2024 | 2025 | Complex | 6703.1401 | 0 | 0 | 6703.1401 | 6703.1401 | 1.0669 | 0 | 0 | 7151.3408 | 7151.3408 | 7151.3408 | 7151.3408 | 3.557% | 238.4103 | 254.3514 | 7405.6922 | 7405.6922 | Asset replacement and renewal | 8%
Renewals | e. Distribution and LV cables | Cables | 29. HV XLPE installed in or after 1985 | 4.1 Zone Substations | Distribution Cables | 0 | Labour | 2024 | 2025 | Complex | 2493.75 | 0 | 0 | 2493.75 | 2493.75 | 1.0815 | 0 | 0 | 2696.8962 | 2696.8962 | 2696.8962 | 2696.8962 | 3.557% | 88.6951 | 95.9204 | 2792.8166 | 2792.8166 | Asset replacement and renewal | 8%
Renewals | e. Distribution and LV cables | Cables | 29. HV XLPE installed in or after 1985 | 4.1 Zone Substations | Distribution Cables | 0 | Cables | 2024 | 2025 | Complex | 1068.75 | 0 | 0 | 1068.75 | 1068.75 | 1.0547 | 0 | 0 | 1127.1839 | 1127.1839 | 1127.1839 | 1127.1839 | 3.557% | 38.0122 | 40.0905 | 1167.2744 | 1167.2744 | Asset replacement and renewal | 8%
Renewals | g. Distribution switchgear | Distribution Switchgear | 36. Ring Main Unit – 3 Way | 4.1 Zone Substations | Ground Mounted Switchgear | 0 | Labour | 2024 | 2025 | Complex | 8550 | 0 | 0 | 8550 | 8550 | 1.0815 | 0 | 0 | 9246.5012 | 9246.5012 | 9246.5012 | 9246.5012 | 3.557% | 304.0974 | 328.8699 | 9575.3711 | 9575.3711 | Asset replacement and renewal | 8%
Renewals | g. Distribution switchgear | Distribution Switchgear | 36. Ring Main Unit – 3 Way | 4.1 Zone Substations | Ground Mounted Switchgear | 0 | Switchgear | 2024 | 2025 | Complex | 34200 | 0 | 0 | 34200 | 34200 | 0.99237 | 0 | 0 | 33939.148 | 33939.148 | 33939.148 | 33939.148 | 3.557% | 1216.3898 | 1207.1121 | 35146.2601 | 35146.2601 | Asset replacement and renewal | 8%
Renewals | f. Distribution substations and transformers | Distribution Transformers | 39. Ground Mounted, 22/0 | 4.1 Zone Substations | Ground Mounted Distribution Transformers | 0 | Labour | 2024 | 2025 | Complex | 5198.4 | 0 | 0 | 5198.4 | 5198.4 | 1.0815 | 0 | 0 | 5621.8727 | 5621.8727 | 5621.8727 | 5621.8727 | 3.557% | 184.8912 | 199.9529 | 5821.8256 | 5821.8256 | Asset replacement and renewal | 8%
Renewals | f. Distribution substations and transformers | Distribution Transformers | 39. Ground Mounted, 22/0 | 4.1 Zone Substations | Ground Mounted Distribution Transformers | 0 | Transformers | 2024 | 2025 | Complex | 20793.6 | 0 | 0 | 20793.6 | 20793.6 | 0.96588 | 0 | 0 | 20084.0918 | 20084.0918 | 20084.0918 | 20084.0918 | 3.557% | 739.565 | 714.3299 | 20798.4217 | 20798.4217 | Asset replacement and renewal | 8%
Renewals | h. Other network assets | Secondary Systems | 50. SCADA and Comms (Central Facilities and / or wider Network Communications Equipment) | 4.1 Zone Substations | Remote Terminal Units | 0 | Labour | 2024 | 2025 | Complex | 33516 | 0 | 0 | 33516 | 33516 | 1.0815 | 0 | 0 | 36246.2847 | 36246.2847 | 36246.2847 | 36246.2847 | 3.557% | 1192.062 | 1289.1699 | 37535.4546 | 37535.4546 | Asset replacement and renewal | 10%
Renewals | h. Other network assets | Secondary Systems | 50. SCADA and Comms (Central Facilities and / or wider Network Communications Equipment) | 4.1 Zone Substations | Remote Terminal Units | 0 | Other | 2024 | 2025 | Complex | 8379 | 0 | 0 | 8379 | 8379 | 1.0669 | 0 | 0 | 8939.2558 | 8939.2558 | 8939.2558 | 8939.2558 | 3.557% | 298.0155 | 317.9421 | 9257.1979 | 9257.1979 | Asset replacement and renewal | 10%
Renewals | c. Zone substations | Zone Substations | 12. Site Development and Buildings | 4.1 Zone Substations | Buildings and Grounds | 0 | Labour | 2024 | 2025 | Complex | 229282.5 | 0 | 0 | 229282.5 | 229282.5 | 1.0815 | 0 | 0 | 247960.3403 | 247960.3403 | 247960.3403 | 247960.3403 | 3.557% | 8154.8799 | 8819.1938 | 256779.534 | 256779.534 | Asset replacement and renewal | 0%
Renewals | c. Zone substations | Zone Substations | 12. Site Development and Buildings | 4.1 Zone Substations | Buildings and Grounds | 0 | Other | 2024 | 2025 | Complex | 229282.5 | 0 | 0 | 229282.5 | 229282.5 | 1.0669 | 0 | 0 | 244613.3089 | 244613.3089 | 244613.3089 | 244613.3089 | 3.557% | 8154.8799 | 8700.15 | 253313.459 | 253313.459 | Asset replacement and renewal | 0%
Renewals | c. Zone substations | Zone Substations | 13. Transformers | 4.1 Zone Substations | Power Transformers | 0 | Labour | 2024 | 2025 | Complex | 131556 | 0 | 0 | 131556 | 131556 | 1.0815 | 0 | 0 | 142272.8317 | 142272.8317 | 142272.8317 | 142272.8317 | 3.557% | 4679.0461 | 5060.2111 | 147333.0428 | 147333.0428 | Asset replacement and renewal | 8%
Renewals | c. Zone substations | Zone Substations | 13. Transformers | 4.1 Zone Substations | Power Transformers | 0 | Transformers | 2024 | 2025 | Complex | 197334 | 0 | 0 | 197334 | 197334 | 0.96588 | 0 | 0 | 190600.6735 | 190600.6735 | 190600.6735 | 190600.6735 | 3.557% | 7018.5691 | 6779.0852 | 197379.7586 | 197379.7586 | Asset replacement and renewal | 8%
Renewals | c. Zone substations | Zone Substations | 14. 66/50/33/22/11 kV Indoor Switchgear Cubicle | 4.1 Zone Substations | Indoor Switchgear | 0 | Labour | 2024 | 2025 | Complex | 185364 | 0 | 0 | 185364 | 185364 | 1.0815 | 0 | 0 | 200464.1458 | 200464.1458 | 200464.1458 | 200464.1458 | 3.557% | 6592.8327 | 7129.8988 | 207594.0447 | 207594.0447 | Asset replacement and renewal | 8%
Renewals | c. Zone substations | Zone Substations | 14. 66/50/33/22/11 kV Indoor Switchgear Cubicle | 4.1 Zone Substations | Indoor Switchgear | 0 | Switchgear | 2024 | 2025 | Complex | 278046 | 0 | 0 | 278046 | 278046 | 0.99237 | 0 | 0 | 275925.2734 | 275925.2734 | 275925.2734 | 275925.2734 | 3.557% | 9889.249 | 9813.8212 | 285739.0946 | 285739.0946 | Asset replacement and renewal | 8%
Renewals | c. Zone substations | Secondary Systems | 19. Circuit/Transformer/Feeder/Bus Section/Coupler Protection & Controls - Digital | 4.1 Zone Substations | Protection | 0 | Labour | 2024 | 2025 | Complex | 101665.2 | 0 | 0 | 101665.2 | 101665.2 | 1.0815 | 0 | 0 | 109947.0635 | 109947.0635 | 109947.0635 | 109947.0635 | 3.557% | 3615.9214 | 3910.482 | 113857.5455 | 113857.5455 | Asset replacement and renewal | 8%
Renewals | c. Zone substations | Secondary Systems | 19. Circuit/Transformer/Feeder/Bus Section/Coupler Protection & Controls - Digital | 4.1 Zone Substations | Protection | 0 | Other | 2024 | 2025 | Complex | 25416.3 | 0 | 0 | 25416.3 | 25416.3 | 1.0669 | 0 | 0 | 27115.7426 | 27115.7426 | 27115.7426 | 27115.7426 | 3.557% | 903.9803 | 964.4243 | 28080.1669 | 28080.1669 | Asset replacement and renewal | 8%
Renewals | c. Zone substations | Secondary Systems | 23. DC Supplies, Batteries and Inverters | 4.1 Zone Substations | DC Systems | 0 | Labour | 2024 | 2025 | Complex | 25330.8 | 0 | 0 | 25330.8 | 25330.8 | 1.0815 | 0 | 0 | 27394.3009 | 27394.3009 | 27394.3009 | 27394.3009 | 3.557% | 900.9394 | 974.3318 | 28368.6327 | 28368.6327 | Asset replacement and renewal | 8%
Renewals | c. Zone substations | Secondary Systems | 23. DC Supplies, Batteries and Inverters | 4.1 Zone Substations | DC Systems | 0 | Other | 2024 | 2025 | Complex | 6332.7 | 0 | 0 | 6332.7 | 6332.7 | 1.0669 | 0 | 0 | 6756.1314 | 6756.1314 | 6756.1314 | 6756.1314 | 3.557% | 225.2348 | 240.295 | 6996.4264 | 6996.4264 | Asset replacement and renewal | 8%
Renewals | e. Distribution and LV cables | Cables | 29. HV XLPE installed in or after 1985 | 4.1 Zone Substations | Distribution Cables | 0 | Labour | 2024 | 2025 | Complex | 60428.55 | 0 | 0 | 60428.55 | 60428.55 | 1.0815 | 0 | 0 | 65351.1882 | 65351.1882 | 65351.1882 | 65351.1882 | 3.557% | 2149.2594 | 2324.3426 | 67675.5309 | 67675.5309 | Asset replacement and renewal | 8%
Renewals | e. Distribution and LV cables | Cables | 29. HV XLPE installed in or after 1985 | 4.1 Zone Substations | Distribution Cables | 0 | Cables | 2024 | 2025 | Complex | 25897.95 | 0 | 0 | 25897.95 | 25897.95 | 1.0547 | 0 | 0 | 27313.9192 | 27313.9192 | 27313.9192 | 27313.9192 | 3.557% | 921.1112 | 971.4729 | 28285.3921 | 28285.3921 | Asset replacement and renewal | 8%
Renewals | g. Distribution switchgear | Distribution Switchgear | 36. Ring Main Unit – 3 Way | 4.1 Zone Substations | Ground Mounted Switchgear | 0 | Labour | 2024 | 2025 | Complex | 4275 | 0 | 0 | 4275 | 4275 | 1.0815 | 0 | 0 | 4623.2506 | 4623.2506 | 4623.2506 | 4623.2506 | 3.557% | 152.0487 | 164.4349 | 4787.6855 | 4787.6855 | Asset replacement and renewal | 8%
Renewals | g. Distribution switchgear | Distribution Switchgear | 36. Ring Main Unit – 3 Way | 4.1 Zone Substations | Ground Mounted Switchgear | 0 | Switchgear | 2024 | 2025 | Complex | 17100 | 0 | 0 | 17100 | 17100 | 0.99237 | 0 | 0 | 16969.574 | 16969.574 | 16969.574 | 16969.574 | 3.557% | 608.1949 | 603.556 | 17573.13 | 17573.13 | Asset replacement and renewal | 8%
Renewals | f. Distribution substations and transformers | Distribution Transformers | 39. Ground Mounted, 22/0 | 4.1 Zone Substations | Ground Mounted Distribution Transformers | 0 | Labour | 2024 | 2025 | Complex | 2599.2 | 0 | 0 | 2599.2 | 2599.2 | 1.0815 | 0 | 0 | 2810.9364 | 2810.9364 | 2810.9364 | 2810.9364 | 3.557% | 92.4456 | 99.9764 | 2910.9128 | 2910.9128 | Asset replacement and renewal | 8%
Renewals | f. Distribution substations and transformers | Distribution Transformers | 39. Ground Mounted, 22/0 | 4.1 Zone Substations | Ground Mounted Distribution Transformers | 0 | Transformers | 2024 | 2025 | Complex | 10396.8 | 0 | 0 | 10396.8 | 10396.8 | 0.96588 | 0 | 0 | 10042.0459 | 10042.0459 | 10042.0459 | 10042.0459 | 3.557% | 369.7825 | 357.165 | 10399.2109 | 10399.2109 | Asset replacement and renewal | 8%
Renewals | b. Subtransmission cables | Cables | 4. Subtransmission XLPE installed in or after 1985 | 4.1 Zone Substations | Subtransmission Cables | 0 | Labour | 2024 | 2025 | Complex | 41336.4 | 0 | 0 | 41336.4 | 41336.4 | 1.0815 | 0 | 0 | 44703.7511 | 44703.7511 | 44703.7511 | 44703.7511 | 3.557% | 1470.2098 | 1589.9762 | 46293.7273 | 46293.7273 | Asset replacement and renewal | 8%
Renewals | b. Subtransmission cables | Cables | 4. Subtransmission XLPE installed in or after 1985 | 4.1 Zone Substations | Subtransmission Cables | 0 | Cables | 2024 | 2025 | Complex | 17715.6 | 0 | 0 | 17715.6 | 17715.6 | 1.0547 | 0 | 0 | 18684.1996 | 18684.1996 | 18684.1996 | 18684.1996 | 3.557% | 630.0899 | 664.54 | 19348.7396 | 19348.7396 | Asset replacement and renewal | 8%
Renewals | h. Other network assets | Secondary Systems | 50. SCADA and Comms (Central Facilities and / or wider Network Communications Equipment) | 4.1 Zone Substations | Remote Terminal Units | 0 | Labour | 2024 | 2025 | Complex | 19152 | 0 | 0 | 19152 | 19152 | 1.0815 | 0 | 0 | 20712.1627 | 20712.1627 | 20712.1627 | 20712.1627 | 3.557% | 681.1783 | 736.6685 | 21448.8312 | 21448.8312 | Asset replacement and renewal | 10%
Renewals | h. Other network assets | Secondary Systems | 50. SCADA and Comms (Central Facilities and / or wider Network Communications Equipment) | 4.1 Zone Substations | Remote Terminal Units | 0 | Other | 2024 | 2025 | Complex | 4788 | 0 | 0 | 4788 | 4788 | 1.0669 | 0 | 0 | 5108.1462 | 5108.1462 | 5108.1462 | 5108.1462 | 3.557% | 170.2946 | 181.6812 | 5289.8274 | 5289.8274 | Asset replacement and renewal | 10%
Renewals | c. Zone substations | Zone Substations | 13. Transformers | 4.1 Zone Substations | Power Transformers | 0 | Labour | 2024 | 2025 | Complex | 210489.6 | 0 | 0 | 210489.6 | 210489.6 | 1.0815 | 0 | 0 | 227636.5306 | 227636.5306 | 227636.5306 | 227636.5306 | 3.557% | 7486.4737 | 8096.3378 | 235732.8684 | 235732.8684 | Asset replacement and renewal | 8%
Renewals | c. Zone substations | Zone Substations | 13. Transformers | 4.1 Zone Substations | Power Transformers | 0 | Transformers | 2024 | 2025 | Complex | 315734.4 | 0 | 0 | 315734.4 | 315734.4 | 0.96588 | 0 | 0 | 304961.0775 | 304961.0775 | 304961.0775 | 304961.0775 | 3.557% | 11229.7105 | 10846.5363 | 315807.6138 | 315807.6138 | Asset replacement and renewal | 8%
Renewals | c. Zone substations | Zone Substations | 16. 66/50/33/22/11 kV Outdoor Circuit Breakers | 4.1 Zone Substations | Outdoor Switchgear | 0 | Labour | 2024 | 2025 | Complex | 10773 | 0 | 0 | 10773 | 10773 | 1.0815 | 0 | 0 | 11650.5915 | 11650.5915 | 11650.5915 | 11650.5915 | 3.557% | 383.1628 | 414.376 | 12064.9675 | 12064.9675 | Asset replacement and renewal | 8%
Renewals | c. Zone substations | Zone Substations | 16. 66/50/33/22/11 kV Outdoor Circuit Breakers | 4.1 Zone Substations | Outdoor Switchgear | 0 | Switchgear | 2024 | 2025 | Complex | 43092 | 0 | 0 | 43092 | 43092 | 0.99237 | 0 | 0 | 42763.3265 | 42763.3265 | 42763.3265 | 42763.3265 | 3.557% | 1532.6511 | 1520.9612 | 44284.2877 | 44284.2877 | Asset replacement and renewal | 8%
Renewals | c. Zone substations | Secondary Systems | 19. Circuit/Transformer/Feeder/Bus Section/Coupler Protection & Controls - Digital | 4.1 Zone Substations | Protection | 0 | Labour | 2024 | 2025 | Complex | 52987.2 | 0 | 0 | 52987.2 | 52987.2 | 1.0815 | 0 | 0 | 57303.65 | 57303.65 | 57303.65 | 57303.65 | 3.557% | 1884.5932 | 2038.1162 | 59341.7663 | 59341.7663 | Asset replacement and renewal | 8%
Renewals | c. Zone substations | Secondary Systems | 19. Circuit/Transformer/Feeder/Bus Section/Coupler Protection & Controls - Digital | 4.1 Zone Substations | Protection | 0 | Other | 2024 | 2025 | Complex | 13246.8 | 0 | 0 | 13246.8 | 13246.8 | 1.0669 | 0 | 0 | 14132.5377 | 14132.5377 | 14132.5377 | 14132.5377 | 3.557% | 471.1483 | 502.6513 | 14635.189 | 14635.189 | Asset replacement and renewal | 8%
Renewals | e. Distribution and LV cables | Cables | 29. HV XLPE installed in or after 1985 | 4.1 Zone Substations | Distribution Cables | 0 | Labour | 2024 | 2025 | Complex | 10473.75 | 0 | 0 | 10473.75 | 10473.75 | 1.0815 | 0 | 0 | 11326.964 | 11326.964 | 11326.964 | 11326.964 | 3.557% | 372.5194 | 402.8656 | 11729.8296 | 11729.8296 | Asset replacement and renewal | 8%
Renewals | e. Distribution and LV cables | Cables | 29. HV XLPE installed in or after 1985 | 4.1 Zone Substations | Distribution Cables | 0 | Cables | 2024 | 2025 | Complex | 4488.75 | 0 | 0 | 4488.75 | 4488.75 | 1.0547 | 0 | 0 | 4734.1722 | 4734.1722 | 4734.1722 | 4734.1722 | 3.557% | 159.6512 | 168.3801 | 4902.5523 | 4902.5523 | Asset replacement and renewal | 8%
Renewals | c. Zone substations | Zone Substations | 13. Transformers | 4.1 Zone Substations | Power Transformers | 0 | Labour | 2024 | 2025 | Complex | 310011.6 | 0 | 0 | 310011.6 | 310011.6 | 1.0815 | 0 | 0 | 335265.8045 | 335265.8045 | 335265.8045 | 335265.8045 | 3.557% | 11026.168 | 11924.3831 | 347190.1876 | 347190.1876 | Asset replacement and renewal | 8%
Renewals | c. Zone substations | Zone Substations | 13. Transformers | 4.1 Zone Substations | Power Transformers | 0 | Transformers | 2024 | 2025 | Complex | 465017.4 | 0 | 0 | 465017.4 | 465017.4 | 0.96588 | 0 | 0 | 449150.3218 | 449150.3218 | 449150.3218 | 449150.3218 | 3.557% | 16539.252 | 15974.9084 | 465125.2302 | 465125.2302 | Asset replacement and renewal | 8%
Renewals | c. Zone substations | Zone Substations | 17. Outdoor Switchgear | 4.1 Zone Substations | Outdoor Switchgear | 0 | Labour | 2024 | 2025 | Complex | 8436 | 0 | 0 | 8436 | 8436 | 1.0815 | 0 | 0 | 9123.2145 | 9123.2145 | 9123.2145 | 9123.2145 | 3.557% | 300.0428 | 324.4849 | 9447.6994 | 9447.6994 | Asset replacement and renewal | 8%
Renewals | c. Zone substations | Zone Substations | 17. Outdoor Switchgear | 4.1 Zone Substations | Outdoor Switchgear | 0 | Switchgear | 2024 | 2025 | Complex | 33744 | 0 | 0 | 33744 | 33744 | 0.99237 | 0 | 0 | 33486.626 | 33486.626 | 33486.626 | 33486.626 | 3.557% | 1200.1713 | 1191.0173 | 34677.6433 | 34677.6433 | Asset replacement and renewal | 8%
Renewals | f. Distribution substations and transformers | Distribution Transformers | 39. Ground Mounted, 22/0 | 4.1 Zone Substations | Ground Mounted Distribution Transformers | 0 | Labour | 2024 | 2025 | Complex | 5198.4 | 0 | 0 | 5198.4 | 5198.4 | 1.0815 | 0 | 0 | 5621.8727 | 5621.8727 | 5621.8727 | 5621.8727 | 3.557% | 184.8912 | 199.9529 | 5821.8256 | 5821.8256 | Asset replacement and renewal | 8%
Renewals | f. Distribution substations and transformers | Distribution Transformers | 39. Ground Mounted, 22/0 | 4.1 Zone Substations | Ground Mounted Distribution Transformers | 0 | Transformers | 2024 | 2025 | Complex | 20793.6 | 0 | 0 | 20793.6 | 20793.6 | 0.96588 | 0 | 0 | 20084.0918 | 20084.0918 | 20084.0918 | 20084.0918 | 3.557% | 739.565 | 714.3299 | 20798.4217 | 20798.4217 | Asset replacement and renewal | 8%
Other Network Capex | a. Subtransmission lines | Support Structures | 1. Subtransmission concrete or steel pole | 11 Asset relocations (net) | Poles | 0 | Other | 2025 | 2025 | Simple | 6202.5246 | 9303.7868 | 0 | 6202.5246 | 15506.3114 | 1.0859 | 0 | 10102.5998 | 6735.0665 | 16837.6664 | 6735.0665 | 16837.6664 | 0% | 0 | 0 | 0 | 0 | Asset relocations and undergrounding | 8%
Other Network Capex | a. Subtransmission lines | Support Structures | 1. Subtransmission concrete or steel pole | 11 Asset relocations (net) | Poles | 0 | Labour | 2025 | 2025 | Simple | 6202.5246 | 9303.7868 | 0 | 6202.5246 | 15506.3114 | 1.1078 | 0 | 10306.4271 | 6870.9514 | 17177.3785 | 6870.9514 | 17177.3785 | 0% | 0 | 0 | 0 | 0 | Asset relocations and undergrounding | 8%
Other Network Capex | a. Subtransmission lines | Support Structures | 2. Subtransmission wood pole | 11 Asset relocations (net) | Poles | 0 | Other | 2025 | 2025 | Simple | 6202.5246 | 9303.7868 | 0 | 6202.5246 | 15506.3114 | 1.0859 | 0 | 10102.5998 | 6735.0665 | 16837.6664 | 6735.0665 | 16837.6664 | 0% | 0 | 0 | 0 | 0 | Asset relocations and undergrounding | 10%
Other Network Capex | a. Subtransmission lines | Support Structures | 2. Subtransmission wood pole | 11 Asset relocations (net) | Poles | 0 | Labour | 2025 | 2025 | Simple | 6202.5246 | 9303.7868 | 0 | 6202.5246 | 15506.3114 | 1.1078 | 0 | 10306.4271 | 6870.9514 | 17177.3785 | 6870.9514 | 17177.3785 | 0% | 0 | 0 | 0 | 0 | Asset relocations and undergrounding | 10%
Other Network Capex | d. Distribution and LV lines | Support Structures | 25. HV concrete or steel pole | 11 Asset relocations (net) | Poles | 0 | Other | 2025 | 2025 | Simple | 24810.0982 | 37215.1473 | 0 | 24810.0982 | 62025.2456 | 1.0859 | 0 | 40410.3993 | 26940.2662 | 67350.6654 | 26940.2662 | 67350.6654 | 0% | 0 | 0 | 0 | 0 | Asset relocations and undergrounding | 8%
Other Network Capex | d. Distribution and LV lines | Support Structures | 25. HV concrete or steel pole | 11 Asset relocations (net) | Poles | 0 | Labour | 2025 | 2025 | Simple | 24810.0982 | 37215.1473 | 0 | 24810.0982 | 62025.2456 | 1.1078 | 0 | 41225.7084 | 27483.8056 | 68709.514 | 27483.8056 | 68709.514 | 0% | 0 | 0 | 0 | 0 | Asset relocations and undergrounding | 8%
Other Network Capex | d. Distribution and LV lines | Support Structures | 26. HV wood pole | 11 Asset relocations (net) | Poles | 0 | Other | 2025 | 2025 | Simple | 24810.0982 | 37215.1473 | 0 | 24810.0982 | 62025.2456 | 1.0859 | 0 | 40410.3993 | 26940.2662 | 67350.6654 | 26940.2662 | 67350.6654 | 0% | 0 | 0 | 0 | 0 | Asset relocations and undergrounding | 10%
Other Network Capex | d. Distribution and LV lines | Support Structures | 26. HV wood pole | 11 Asset relocations (net) | Poles | 0 | Labour | 2025 | 2025 | Simple | 24810.0982 | 37215.1473 | 0 | 24810.0982 | 62025.2456 | 1.1078 | 0 | 41225.7084 | 27483.8056 | 68709.514 | 27483.8056 | 68709.514 | 0% | 0 | 0 | 0 | 0 | Asset relocations and undergrounding | 10%
Other Network Capex | d. Distribution and LV lines | Support Structures | 41. LV Concrete pole | 11 Asset relocations (net) | Poles | 0 | Other | 2025 | 2025 | Simple | 1127.7317 | 1691.5976 | 0 | 1127.7317 | 2819.3293 | 1.0859 | 0 | 1836.8363 | 1224.5576 | 3061.3939 | 1224.5576 | 3061.3939 | 0% | 0 | 0 | 0 | 0 | Asset relocations and undergrounding | 8%
Other Network Capex | d. Distribution and LV lines | Support Structures | 41. LV Concrete pole | 11 Asset relocations (net) | Poles | 0 | Labour | 2025 | 2025 | Simple | 1127.7317 | 1691.5976 | 0 | 1127.7317 | 2819.3293 | 1.1078 | 0 | 1873.8958 | 1249.2639 | 3123.1597 | 1249.2639 | 3123.1597 | 0% | 0 | 0 | 0 | 0 | Asset relocations and undergrounding | 8%
Other Network Capex | d. Distribution and LV lines | Support Structures | 42. LV Wood pole | 11 Asset relocations (net) | Poles | 0 | Other | 2025 | 2025 | Simple | 1127.7317 | 1691.5976 | 0 | 1127.7317 | 2819.3293 | 1.0859 | 0 | 1836.8363 | 1224.5576 | 3061.3939 | 1224.5576 | 3061.3939 | 0% | 0 | 0 | 0 | 0 | Asset relocations and undergrounding | 10%
Other Network Capex | d. Distribution and LV lines | Support Structures | 42. LV Wood pole | 11 Asset relocations (net) | Poles | 0 | Labour | 2025 | 2025 | Simple | 1127.7317 | 1691.5976 | 0 | 1127.7317 | 2819.3293 | 1.1078 | 0 | 1873.8958 | 1249.2639 | 3123.1597 | 1249.2639 | 3123.1597 | 0% | 0 | 0 | 0 | 0 | Asset relocations and undergrounding | 10%
Other Network Capex | a. Subtransmission lines | Support Structures | 1. Subtransmission concrete or steel pole | 11 Asset relocations (net) | Crossarms | 0 | Other | 2025 | 2025 | Simple | 1691.5976 | 2537.3964 | 0 | 1691.5976 | 4228.994 | 1.0859 | 0 | 2755.2545 | 1836.8363 | 4592.0908 | 1836.8363 | 4592.0908 | 0% | 0 | 0 | 0 | 0 | Asset relocations and undergrounding | 8%
Other Network Capex | a. Subtransmission lines | Support Structures | 1. Subtransmission concrete or steel pole | 11 Asset relocations (net) | Crossarms | 0 | Labour | 2025 | 2025 | Simple | 1691.5976 | 2537.3964 | 0 | 1691.5976 | 4228.994 | 1.1078 | 0 | 2810.8438 | 1873.8958 | 4684.7396 | 1873.8958 | 4684.7396 | 0% | 0 | 0 | 0 | 0 | Asset relocations and undergrounding | 8%
Other Network Capex | a. Subtransmission lines | Support Structures | 2. Subtransmission wood pole | 11 Asset relocations (net) | Crossarms | 0 | Other | 2025 | 2025 | Simple | 1691.5976 | 2537.3964 | 0 | 1691.5976 | 4228.994 | 1.0859 | 0 | 2755.2545 | 1836.8363 | 4592.0908 | 1836.8363 | 4592.0908 | 0% | 0 | 0 | 0 | 0 | Asset relocations and undergrounding | 10%
Other Network Capex | a. Subtransmission lines | Support Structures | 2. Subtransmission wood pole | 11 Asset relocations (net) | Crossarms | 0 | Labour | 2025 | 2025 | Simple | 1691.5976 | 2537.3964 | 0 | 1691.5976 | 4228.994 | 1.1078 | 0 | 2810.8438 | 1873.8958 | 4684.7396 | 1873.8958 | 4684.7396 | 0% | 0 | 0 | 0 | 0 | Asset relocations and undergrounding | 10%
Other Network Capex | d. Distribution and LV lines | Support Structures | 25. HV concrete or steel pole | 11 Asset relocations (net) | Crossarms | 0 | Other | 2025 | 2025 | Simple | 11277.3174 | 16915.9761 | 0 | 11277.3174 | 28193.2934 | 1.0859 | 0 | 18368.3633 | 12245.5755 | 30613.9388 | 12245.5755 | 30613.9388 | 0% | 0 | 0 | 0 | 0 | Asset relocations and undergrounding | 8%
Other Network Capex | d. Distribution and LV lines | Support Structures | 25. HV concrete or steel pole | 11 Asset relocations (net) | Crossarms | 0 | Labour | 2025 | 2025 | Simple | 11277.3174 | 16915.9761 | 0 | 11277.3174 | 28193.2934 | 1.1078 | 0 | 18738.9584 | 12492.6389 | 31231.5973 | 12492.6389 | 31231.5973 | 0% | 0 | 0 | 0 | 0 | Asset relocations and undergrounding | 8%
Other Network Capex | d. Distribution and LV lines | Support Structures | 26. HV wood pole | 11 Asset relocations (net) | Crossarms | 0 | Other | 2025 | 2025 | Simple | 11277.3174 | 16915.9761 | 0 | 11277.3174 | 28193.2934 | 1.0859 | 0 | 18368.3633 | 12245.5755 | 30613.9388 | 12245.5755 | 30613.9388 | 0% | 0 | 0 | 0 | 0 | Asset relocations and undergrounding | 10%
Other Network Capex | d. Distribution and LV lines | Support Structures | 26. HV wood pole | 11 Asset relocations (net) | Crossarms | 0 | Labour | 2025 | 2025 | Simple | 11277.3174 | 16915.9761 | 0 | 11277.3174 | 28193.2934 | 1.1078 | 0 | 18738.9584 | 12492.6389 | 31231.5973 | 12492.6389 | 31231.5973 | 0% | 0 | 0 | 0 | 0 | Asset relocations and undergrounding | 10%
Other Network Capex | d. Distribution and LV lines | Support Structures | 41. LV Concrete pole | 11 Asset relocations (net) | Crossarms | 0 | Other | 2025 | 2025 | Simple | 4510.9269 | 6766.3904 | 0 | 4510.9269 | 11277.3174 | 1.0859 | 0 | 7347.3453 | 4898.2302 | 12245.5755 | 4898.2302 | 12245.5755 | 0% | 0 | 0 | 0 | 0 | Asset relocations and undergrounding | 8%
Other Network Capex | d. Distribution and LV lines | Support Structures | 41. LV Concrete pole | 11 Asset relocations (net) | Crossarms | 0 | Labour | 2025 | 2025 | Simple | 4510.9269 | 6766.3904 | 0 | 4510.9269 | 11277.3174 | 1.1078 | 0 | 7495.5833 | 4997.0556 | 12492.6389 | 4997.0556 | 12492.6389 | 0% | 0 | 0 | 0 | 0 | Asset relocations and undergrounding | 8%
Other Network Capex | d. Distribution and LV lines | Support Structures | 42. LV Wood pole | 11 Asset relocations (net) | Crossarms | 0 | Other | 2025 | 2025 | Simple | 4510.9269 | 6766.3904 | 0 | 4510.9269 | 11277.3174 | 1.0859 | 0 | 7347.3453 | 4898.2302 | 12245.5755 | 4898.2302 | 12245.5755 | 0% | 0 | 0 | 0 | 0 | Asset relocations and undergrounding | 10%
Other Network Capex | d. Distribution and LV lines | Support Structures | 42. LV Wood pole | 11 Asset relocations (net) | Crossarms | 0 | Labour | 2025 | 2025 | Simple | 4510.9269 | 6766.3904 | 0 | 4510.9269 | 11277.3174 | 1.1078 | 0 | 7495.5833 | 4997.0556 | 12492.6389 | 4997.0556 | 12492.6389 | 0% | 0 | 0 | 0 | 0 | Asset relocations and undergrounding | 10%
Other Network Capex | g. Distribution switchgear | Distribution Switchgear | 36. Ring Main Unit – 3 Way | 11 Asset relocations (net) | Ground Mounted Switchgear | 0 | Switchgear | 2025 | 2025 | Simple | 10826.2247 | 16239.337 | 0 | 10826.2247 | 27065.5617 | 1.0057 | 0 | 16332.4713 | 10888.3142 | 27220.7854 | 10888.3142 | 27220.7854 | 0% | 0 | 0 | 0 | 0 | Asset relocations and undergrounding | 8%
Other Network Capex | g. Distribution switchgear | Distribution Switchgear | 36. Ring Main Unit – 3 Way | 11 Asset relocations (net) | Ground Mounted Switchgear | 0 | Labour | 2025 | 2025 | Simple | 2706.5562 | 4059.8343 | 0 | 2706.5562 | 6766.3904 | 1.1078 | 0 | 4497.35 | 2998.2333 | 7495.5833 | 2998.2333 | 7495.5833 | 0% | 0 | 0 | 0 | 0 | Asset relocations and undergrounding | 8%
Other Network Capex | g. Distribution switchgear | Distribution Switchgear | 32. 22 / 11 kV Load Break Switch (Excl Pole) | 11 Asset relocations (net) | Pole Mounted Switches | 0 | Other | 2025 | 2025 | Simple | 23005.7274 | 34508.5912 | 0 | 23005.7274 | 57514.3186 | 1.0859 | 0 | 37471.4611 | 24980.9741 | 62452.4352 | 24980.9741 | 62452.4352 | 0% | 0 | 0 | 0 | 0 | Asset relocations and undergrounding | 8%
Other Network Capex | g. Distribution switchgear | Distribution Switchgear | 32. 22 / 11 kV Load Break Switch (Excl Pole) | 11 Asset relocations (net) | Pole Mounted Switches | 0 | Labour | 2025 | 2025 | Simple | 15337.1516 | 23005.7274 | 0 | 15337.1516 | 38342.8791 | 1.1078 | 0 | 25484.9834 | 16989.9889 | 42474.9723 | 16989.9889 | 42474.9723 | 0% | 0 | 0 | 0 | 0 | Asset relocations and undergrounding | 8%
Other Network Capex | g. Distribution switchgear | Distribution Switchgear | 33. 22 / 11 kV Dropout Fuse 3ph, 2ph (Excl Pole) | 11 Asset relocations (net) | Pole Mount Fuses | 0 | Other | 2025 | 2025 | Simple | 20299.1713 | 30448.7569 | 0 | 20299.1713 | 50747.9282 | 1.0859 | 0 | 33063.0539 | 22042.036 | 55105.0899 | 22042.036 | 55105.0899 | 0% | 0 | 0 | 0 | 0 | Asset relocations and undergrounding | 8%
Other Network Capex | g. Distribution switchgear | Distribution Switchgear | 33. 22 / 11 kV Dropout Fuse 3ph, 2ph (Excl Pole) | 11 Asset relocations (net) | Pole Mount Fuses | 0 | Labour | 2025 | 2025 | Simple | 20299.1713 | 30448.7569 | 0 | 20299.1713 | 50747.9282 | 1.1078 | 0 | 33730.125 | 22486.75 | 56216.8751 | 22486.75 | 56216.8751 | 0% | 0 | 0 | 0 | 0 | Asset relocations and undergrounding | 8%
Other Network Capex | e. Distribution and LV cables | Distribution Switchgear | 47. Link Pillars | 11 Asset relocations (net) | Low Voltage Enclosures | 0 | Other | 2025 | 2025 | Simple | 12405.0491 | 18607.5737 | 0 | 12405.0491 | 31012.6228 | 1.0859 | 0 | 20205.1996 | 13470.1331 | 33675.3327 | 13470.1331 | 33675.3327 | 0% | 0 | 0 | 0 | 0 | Asset relocations and undergrounding | 8%
Other Network Capex | e. Distribution and LV cables | Distribution Switchgear | 47. Link Pillars | 11 Asset relocations (net) | Low Voltage Enclosures | 0 | Labour | 2025 | 2025 | Simple | 12405.0491 | 18607.5737 | 0 | 12405.0491 | 31012.6228 | 1.1078 | 0 | 20612.8542 | 13741.9028 | 34354.757 | 13741.9028 | 34354.757 | 0% | 0 | 0 | 0 | 0 | Asset relocations and undergrounding | 8%
Other Network Capex | f. Distribution substations and transformers | Distribution Transformers | 39. Ground Mounted, 22/0 | 11 Asset relocations (net) | Ground Mounted Distribution Transformers | 0 | Transformers | 2025 | 2025 | Simple | 14434.9662 | 21652.4494 | 0 | 14434.9662 | 36087.4156 | 0.97314 | 0 | 21070.8442 | 14047.2295 | 35118.0737 | 14047.2295 | 35118.0737 | 0% | 0 | 0 | 0 | 0 | Asset relocations and undergrounding | 8%
Other Network Capex | f. Distribution substations and transformers | Distribution Transformers | 39. Ground Mounted, 22/0 | 11 Asset relocations (net) | Ground Mounted Distribution Transformers | 0 | Labour | 2025 | 2025 | Simple | 3608.7416 | 5413.1123 | 0 | 3608.7416 | 9021.8539 | 1.1078 | 0 | 5996.4667 | 3997.6444 | 9994.1111 | 3997.6444 | 9994.1111 | 0% | 0 | 0 | 0 | 0 | Asset relocations and undergrounding | 8%
Other Network Capex | f. Distribution substations and transformers | Distribution Transformers | 38. Pole Mounted Single/Two/Three Phase, 22/0 | 11 Asset relocations (net) | Pole Mounted Distribution Transformers | 0 | Transformers | 2025 | 2025 | Simple | 16239.337 | 24359.0055 | 0 | 16239.337 | 40598.3425 | 0.97314 | 0 | 23704.6998 | 15803.1332 | 39507.8329 | 15803.1332 | 39507.8329 | 0% | 0 | 0 | 0 | 0 | Asset relocations and undergrounding | 8%
Other Network Capex | f. Distribution substations and transformers | Distribution Transformers | 38. Pole Mounted Single/Two/Three Phase, 22/0 | 11 Asset relocations (net) | Pole Mounted Distribution Transformers | 0 | Labour | 2025 | 2025 | Simple | 4059.8343 | 6089.7514 | 0 | 4059.8343 | 10149.5856 | 1.1078 | 0 | 6746.025 | 4497.35 | 11243.375 | 4497.35 | 11243.375 | 0% | 0 | 0 | 0 | 0 | Asset relocations and undergrounding | 8%
Other Network Capex | b. Subtransmission cables | Cables | 4. Subtransmission XLPE installed in or after 1985 | 11 Asset relocations (net) | Subtransmission Cables | 0 | Cables | 2025 | 2025 | Simple | 5413.1123 | 8119.6685 | 0 | 5413.1123 | 13532.7808 | 1.0954 | 0 | 8894.0205 | 5929.347 | 14823.3675 | 5929.347 | 14823.3675 | 0% | 0 | 0 | 0 | 0 | Asset relocations and undergrounding | 8%
Other Network Capex | b. Subtransmission cables | Cables | 4. Subtransmission XLPE installed in or after 1985 | 11 Asset relocations (net) | Subtransmission Cables | 0 | Labour | 2025 | 2025 | Simple | 12630.5955 | 18945.8932 | 0 | 12630.5955 | 31576.4886 | 1.1078 | 0 | 20987.6334 | 13991.7556 | 34979.3889 | 13991.7556 | 34979.3889 | 0% | 0 | 0 | 0 | 0 | Asset relocations and undergrounding | 8%
Other Network Capex | e. Distribution and LV cables | Cables | 29. HV XLPE installed in or after 1985 | 11 Asset relocations (net) | Distribution Cables | 0 | Cables | 2025 | 2025 | Simple | 58867.5967 | 88301.395 | 0 | 58867.5967 | 147168.9917 | 1.0954 | 0 | 96722.4729 | 64481.6486 | 161204.1215 | 64481.6486 | 161204.1215 | 0% | 0 | 0 | 0 | 0 | Asset relocations and undergrounding | 8%
Other Network Capex | e. Distribution and LV cables | Cables | 29. HV XLPE installed in or after 1985 | 11 Asset relocations (net) | Distribution Cables | 0 | Labour | 2025 | 2025 | Simple | 137357.7256 | 206036.5884 | 0 | 137357.7256 | 343394.3141 | 1.1078 | 0 | 228240.5127 | 152160.3418 | 380400.8545 | 152160.3418 | 380400.8545 | 0% | 0 | 0 | 0 | 0 | Asset relocations and undergrounding | 8%
Other Network Capex | e. Distribution and LV cables | Cables | 45. LV XLPE or PVC installed in or after 1985 | 11 Asset relocations (net) | Low Voltage Cables | 0 | Cables | 2025 | 2025 | Simple | 49620.1964 | 74430.2947 | 0 | 49620.1964 | 124050.4911 | 1.0954 | 0 | 81528.5212 | 54352.3475 | 135880.8687 | 54352.3475 | 135880.8687 | 0% | 0 | 0 | 0 | 0 | Asset relocations and undergrounding | 8%
Other Network Capex | e. Distribution and LV cables | Cables | 45. LV XLPE or PVC installed in or after 1985 | 11 Asset relocations (net) | Low Voltage Cables | 0 | Labour | 2025 | 2025 | Simple | 74430.2947 | 111645.442 | 0 | 74430.2947 | 186075.7367 | 1.1078 | 0 | 123677.1251 | 82451.4167 | 206128.5419 | 82451.4167 | 206128.5419 | 0% | 0 | 0 | 0 | 0 | Asset relocations and undergrounding | 8%
Other Network Capex | a. Subtransmission lines | Overhead Conductors | 1. Subtransmission concrete or steel pole | 11 Asset relocations (net) | Subtransmission Conductor | 0 | Conductor | 2025 | 2025 | Simple | 1353.2781 | 2029.9171 | 0 | 1353.2781 | 3383.1952 | 1.0978 | 0 | 2228.3453 | 1485.5635 | 3713.9088 | 1485.5635 | 3713.9088 | 0% | 0 | 0 | 0 | 0 | Asset relocations and undergrounding | 8%
Other Network Capex | a. Subtransmission lines | Overhead Conductors | 1. Subtransmission concrete or steel pole | 11 Asset relocations (net) | Subtransmission Conductor | 0 | Labour | 2025 | 2025 | Simple | 5413.1123 | 8119.6685 | 0 | 5413.1123 | 13532.7808 | 1.1078 | 0 | 8994.7 | 5996.4667 | 14991.1667 | 5996.4667 | 14991.1667 | 0% | 0 | 0 | 0 | 0 | Asset relocations and undergrounding | 8%
Other Network Capex | a. Subtransmission lines | Overhead Conductors | 2. Subtransmission wood pole | 11 Asset relocations (net) | Subtransmission Conductor | 0 | Conductor | 2025 | 2025 | Simple | 1353.2781 | 2029.9171 | 0 | 1353.2781 | 3383.1952 | 1.0978 | 0 | 2228.3453 | 1485.5635 | 3713.9088 | 1485.5635 | 3713.9088 | 0% | 0 | 0 | 0 | 0 | Asset relocations and undergrounding | 10%
Other Network Capex | a. Subtransmission lines | Overhead Conductors | 2. Subtransmission wood pole | 11 Asset relocations (net) | Subtransmission Conductor | 0 | Labour | 2025 | 2025 | Simple | 5413.1123 | 8119.6685 | 0 | 5413.1123 | 13532.7808 | 1.1078 | 0 | 8994.7 | 5996.4667 | 14991.1667 | 5996.4667 | 14991.1667 | 0% | 0 | 0 | 0 | 0 | Asset relocations and undergrounding | 10%
Other Network Capex | d. Distribution and LV lines | Overhead Conductors | 25. HV concrete or steel pole | 11 Asset relocations (net) | Distribution Conductor | 0 | Conductor | 2025 | 2025 | Simple | 2255.4635 | 3383.1952 | 0 | 2255.4635 | 5638.6587 | 1.0978 | 0 | 3713.9088 | 2475.9392 | 6189.848 | 2475.9392 | 6189.848 | 0% | 0 | 0 | 0 | 0 | Asset relocations and undergrounding | 8%
Other Network Capex | d. Distribution and LV lines | Overhead Conductors | 25. HV concrete or steel pole | 11 Asset relocations (net) | Distribution Conductor | 0 | Labour | 2025 | 2025 | Simple | 9021.8539 | 13532.7808 | 0 | 9021.8539 | 22554.6347 | 1.1078 | 0 | 14991.1667 | 9994.1111 | 24985.2778 | 9994.1111 | 24985.2778 | 0% | 0 | 0 | 0 | 0 | Asset relocations and undergrounding | 8%
Other Network Capex | d. Distribution and LV lines | Overhead Conductors | 26. HV wood pole | 11 Asset relocations (net) | Distribution Conductor | 0 | Conductor | 2025 | 2025 | Simple | 2255.4635 | 3383.1952 | 0 | 2255.4635 | 5638.6587 | 1.0978 | 0 | 3713.9088 | 2475.9392 | 6189.848 | 2475.9392 | 6189.848 | 0% | 0 | 0 | 0 | 0 | Asset relocations and undergrounding | 10%
Other Network Capex | d. Distribution and LV lines | Overhead Conductors | 26. HV wood pole | 11 Asset relocations (net) | Distribution Conductor | 0 | Labour | 2025 | 2025 | Simple | 9021.8539 | 13532.7808 | 0 | 9021.8539 | 22554.6347 | 1.1078 | 0 | 14991.1667 | 9994.1111 | 24985.2778 | 9994.1111 | 24985.2778 | 0% | 0 | 0 | 0 | 0 | Asset relocations and undergrounding | 10%
Other Network Capex | a. Subtransmission lines | Support Structures | 1. Subtransmission concrete or steel pole | 10 Consumer connection (net) | Poles | 0 | Other | 2025 | 2025 | Simple | 453.8198 | 680.7297 | 0 | 453.8198 | 1134.5494 | 1.0859 | 0 | 739.1764 | 492.7842 | 1231.9606 | 492.7842 | 1231.9606 | 0% | 0 | 0 | 0 | 0 | Consumer connection | 8%
Other Network Capex | a. Subtransmission lines | Support Structures | 1. Subtransmission concrete or steel pole | 10 Consumer connection (net) | Poles | 0 | Labour | 2025 | 2025 | Simple | 453.8198 | 680.7297 | 0 | 453.8198 | 1134.5494 | 1.1078 | 0 | 754.0898 | 502.7265 | 1256.8163 | 502.7265 | 1256.8163 | 0% | 0 | 0 | 0 | 0 | Consumer connection | 8%
Other Network Capex | a. Subtransmission lines | Support Structures | 2. Subtransmission wood pole | 10 Consumer connection (net) | Poles | 0 | Other | 2025 | 2025 | Simple | 453.8198 | 680.7297 | 0 | 453.8198 | 1134.5494 | 1.0859 | 0 | 739.1764 | 492.7842 | 1231.9606 | 492.7842 | 1231.9606 | 0% | 0 | 0 | 0 | 0 | Consumer connection | 10%
Other Network Capex | a. Subtransmission lines | Support Structures | 2. Subtransmission wood pole | 10 Consumer connection (net) | Poles | 0 | Labour | 2025 | 2025 | Simple | 453.8198 | 680.7297 | 0 | 453.8198 | 1134.5494 | 1.1078 | 0 | 754.0898 | 502.7265 | 1256.8163 | 502.7265 | 1256.8163 | 0% | 0 | 0 | 0 | 0 | Consumer connection | 10%
Other Network Capex | d. Distribution and LV lines | Support Structures | 25. HV concrete or steel pole | 10 Consumer connection (net) | Poles | 0 | Other | 2025 | 2025 | Simple | 22690.9885 | 34036.4827 | 0 | 22690.9885 | 56727.4712 | 1.0859 | 0 | 36958.818 | 24639.212 | 61598.03 | 24639.212 | 61598.03 | 0% | 0 | 0 | 0 | 0 | Consumer connection | 8%
Other Network Capex | d. Distribution and LV lines | Support Structures | 25. HV concrete or steel pole | 10 Consumer connection (net) | Poles | 0 | Labour | 2025 | 2025 | Simple | 22690.9885 | 34036.4827 | 0 | 22690.9885 | 56727.4712 | 1.1078 | 0 | 37704.489 | 25136.326 | 62840.8149 | 25136.326 | 62840.8149 | 0% | 0 | 0 | 0 | 0 | Consumer connection | 8%
Other Network Capex | d. Distribution and LV lines | Support Structures | 26. HV wood pole | 10 Consumer connection (net) | Poles | 0 | Other | 2025 | 2025 | Simple | 22690.9885 | 34036.4827 | 0 | 22690.9885 | 56727.4712 | 1.0859 | 0 | 36958.818 | 24639.212 | 61598.03 | 24639.212 | 61598.03 | 0% | 0 | 0 | 0 | 0 | Consumer connection | 10%
Other Network Capex | d. Distribution and LV lines | Support Structures | 26. HV wood pole | 10 Consumer connection (net) | Poles | 0 | Labour | 2025 | 2025 | Simple | 22690.9885 | 34036.4827 | 0 | 22690.9885 | 56727.4712 | 1.1078 | 0 | 37704.489 | 25136.326 | 62840.8149 | 25136.326 | 62840.8149 | 0% | 0 | 0 | 0 | 0 | Consumer connection | 10%
Other Network Capex | d. Distribution and LV lines | Support Structures | 41. LV Concrete pole | 10 Consumer connection (net) | Poles | 0 | Other | 2025 | 2025 | Simple | 8849.4855 | 13274.2283 | 0 | 8849.4855 | 22123.7138 | 1.0859 | 0 | 14413.939 | 9609.2927 | 24023.2317 | 9609.2927 | 24023.2317 | 0% | 0 | 0 | 0 | 0 | Consumer connection | 8%
Other Network Capex | d. Distribution and LV lines | Support Structures | 41. LV Concrete pole | 10 Consumer connection (net) | Poles | 0 | Labour | 2025 | 2025 | Simple | 8849.4855 | 13274.2283 | 0 | 8849.4855 | 22123.7138 | 1.1078 | 0 | 14704.7507 | 9803.1671 | 24507.9178 | 9803.1671 | 24507.9178 | 0% | 0 | 0 | 0 | 0 | Consumer connection | 8%
Other Network Capex | d. Distribution and LV lines | Support Structures | 42. LV Wood pole | 10 Consumer connection (net) | Poles | 0 | Other | 2025 | 2025 | Simple | 8849.4855 | 13274.2283 | 0 | 8849.4855 | 22123.7138 | 1.0859 | 0 | 14413.939 | 9609.2927 | 24023.2317 | 9609.2927 | 24023.2317 | 0% | 0 | 0 | 0 | 0 | Consumer connection | 10%
Other Network Capex | d. Distribution and LV lines | Support Structures | 42. LV Wood pole | 10 Consumer connection (net) | Poles | 0 | Labour | 2025 | 2025 | Simple | 8849.4855 | 13274.2283 | 0 | 8849.4855 | 22123.7138 | 1.1078 | 0 | 14704.7507 | 9803.1671 | 24507.9178 | 9803.1671 | 24507.9178 | 0% | 0 | 0 | 0 | 0 | Consumer connection | 10%
Other Network Capex | a. Subtransmission lines | Support Structures | 1. Subtransmission concrete or steel pole | 10 Consumer connection (net) | Crossarms | 0 | Other | 2025 | 2025 | Simple | 226.9099 | 340.3648 | 0 | 226.9099 | 567.2747 | 1.0859 | 0 | 369.5882 | 246.3921 | 615.9803 | 246.3921 | 615.9803 | 0% | 0 | 0 | 0 | 0 | Consumer connection | 8%
Other Network Capex | a. Subtransmission lines | Support Structures | 1. Subtransmission concrete or steel pole | 10 Consumer connection (net) | Crossarms | 0 | Labour | 2025 | 2025 | Simple | 226.9099 | 340.3648 | 0 | 226.9099 | 567.2747 | 1.1078 | 0 | 377.0449 | 251.3633 | 628.4081 | 251.3633 | 628.4081 | 0% | 0 | 0 | 0 | 0 | Consumer connection | 8%
Other Network Capex | a. Subtransmission lines | Support Structures | 2. Subtransmission wood pole | 10 Consumer connection (net) | Crossarms | 0 | Other | 2025 | 2025 | Simple | 226.9099 | 340.3648 | 0 | 226.9099 | 567.2747 | 1.0859 | 0 | 369.5882 | 246.3921 | 615.9803 | 246.3921 | 615.9803 | 0% | 0 | 0 | 0 | 0 | Consumer connection | 10%
Other Network Capex | a. Subtransmission lines | Support Structures | 2. Subtransmission wood pole | 10 Consumer connection (net) | Crossarms | 0 | Labour | 2025 | 2025 | Simple | 226.9099 | 340.3648 | 0 | 226.9099 | 567.2747 | 1.1078 | 0 | 377.0449 | 251.3633 | 628.4081 | 251.3633 | 628.4081 | 0% | 0 | 0 | 0 | 0 | Consumer connection | 10%
Other Network Capex | d. Distribution and LV lines | Support Structures | 25. HV concrete or steel pole | 10 Consumer connection (net) | Crossarms | 0 | Other | 2025 | 2025 | Simple | 13614.5931 | 20421.8896 | 0 | 13614.5931 | 34036.4827 | 1.0859 | 0 | 22175.2908 | 14783.5272 | 36958.818 | 14783.5272 | 36958.818 | 0% | 0 | 0 | 0 | 0 | Consumer connection | 8%
Other Network Capex | d. Distribution and LV lines | Support Structures | 25. HV concrete or steel pole | 10 Consumer connection (net) | Crossarms | 0 | Labour | 2025 | 2025 | Simple | 13614.5931 | 20421.8896 | 0 | 13614.5931 | 34036.4827 | 1.1078 | 0 | 22622.6934 | 15081.7956 | 37704.489 | 15081.7956 | 37704.489 | 0% | 0 | 0 | 0 | 0 | Consumer connection | 8%
Other Network Capex | d. Distribution and LV lines | Support Structures | 26. HV wood pole | 10 Consumer connection (net) | Crossarms | 0 | Other | 2025 | 2025 | Simple | 13614.5931 | 20421.8896 | 0 | 13614.5931 | 34036.4827 | 1.0859 | 0 | 22175.2908 | 14783.5272 | 36958.818 | 14783.5272 | 36958.818 | 0% | 0 | 0 | 0 | 0 | Consumer connection | 10%
Other Network Capex | d. Distribution and LV lines | Support Structures | 26. HV wood pole | 10 Consumer connection (net) | Crossarms | 0 | Labour | 2025 | 2025 | Simple | 13614.5931 | 20421.8896 | 0 | 13614.5931 | 34036.4827 | 1.1078 | 0 | 22622.6934 | 15081.7956 | 37704.489 | 15081.7956 | 37704.489 | 0% | 0 | 0 | 0 | 0 | Consumer connection | 10%
Other Network Capex | d. Distribution and LV lines | Support Structures | 41. LV Concrete pole | 10 Consumer connection (net) | Crossarms | 0 | Other | 2025 | 2025 | Simple | 11799.314 | 17698.971 | 0 | 11799.314 | 29498.285 | 1.0859 | 0 | 19218.5854 | 12812.3902 | 32030.9756 | 12812.3902 | 32030.9756 | 0% | 0 | 0 | 0 | 0 | Consumer connection | 8%
Other Network Capex | d. Distribution and LV lines | Support Structures | 41. LV Concrete pole | 10 Consumer connection (net) | Crossarms | 0 | Labour | 2025 | 2025 | Simple | 11799.314 | 17698.971 | 0 | 11799.314 | 29498.285 | 1.1078 | 0 | 19606.3343 | 13070.8895 | 32677.2238 | 13070.8895 | 32677.2238 | 0% | 0 | 0 | 0 | 0 | Consumer connection | 8%
Other Network Capex | d. Distribution and LV lines | Support Structures | 42. LV Wood pole | 10 Consumer connection (net) | Crossarms | 0 | Other | 2025 | 2025 | Simple | 11799.314 | 17698.971 | 0 | 11799.314 | 29498.285 | 1.0859 | 0 | 19218.5854 | 12812.3902 | 32030.9756 | 12812.3902 | 32030.9756 | 0% | 0 | 0 | 0 | 0 | Consumer connection | 10%
Other Network Capex | d. Distribution and LV lines | Support Structures | 42. LV Wood pole | 10 Consumer connection (net) | Crossarms | 0 | Labour | 2025 | 2025 | Simple | 11799.314 | 17698.971 | 0 | 11799.314 | 29498.285 | 1.1078 | 0 | 19606.3343 | 13070.8895 | 32677.2238 | 13070.8895 | 32677.2238 | 0% | 0 | 0 | 0 | 0 | Consumer connection | 10%
Other Network Capex | c. Zone substations | Zone Substations | 14. 66/50/33/22/11 kV Indoor Switchgear Cubicle | 10 Consumer connection (net) | Indoor Switchgear | 0 | Switchgear | 2025 | 2025 | Simple | 20149.5978 | 30224.3967 | 0 | 20149.5978 | 50373.9945 | 1.0057 | 0 | 30397.7366 | 20265.1578 | 50662.8944 | 20265.1578 | 50662.8944 | 0% | 0 | 0 | 0 | 0 | Consumer connection | 8%
Other Network Capex | c. Zone substations | Zone Substations | 14. 66/50/33/22/11 kV Indoor Switchgear Cubicle | 10 Consumer connection (net) | Indoor Switchgear | 0 | Labour | 2025 | 2025 | Simple | 13433.0652 | 20149.5978 | 0 | 13433.0652 | 33582.663 | 1.1078 | 0 | 22321.0575 | 14880.705 | 37201.7624 | 14880.705 | 37201.7624 | 0% | 0 | 0 | 0 | 0 | Consumer connection | 8%
Other Network Capex | c. Zone substations | Zone Substations | 16. 66/50/33/22/11 kV Outdoor Circuit Breakers | 10 Consumer connection (net) | Outdoor Switchgear | 0 | Switchgear | 2025 | 2025 | Simple | 42840.5863 | 64260.8794 | 0 | 42840.5863 | 107101.4657 | 1.0057 | 0 | 64629.4221 | 43086.2814 | 107715.7034 | 43086.2814 | 107715.7034 | 0% | 0 | 0 | 0 | 0 | Consumer connection | 8%
Other Network Capex | c. Zone substations | Zone Substations | 16. 66/50/33/22/11 kV Outdoor Circuit Breakers | 10 Consumer connection (net) | Outdoor Switchgear | 0 | Labour | 2025 | 2025 | Simple | 10710.1466 | 16065.2199 | 0 | 10710.1466 | 26775.3664 | 1.1078 | 0 | 17796.5188 | 11864.3459 | 29660.8646 | 11864.3459 | 29660.8646 | 0% | 0 | 0 | 0 | 0 | Consumer connection | 8%
Other Network Capex | g. Distribution switchgear | Distribution Switchgear | 36. Ring Main Unit – 3 Way | 10 Consumer connection (net) | Ground Mounted Switchgear | 0 | Switchgear | 2025 | 2025 | Simple | 254865.1828 | 382297.7742 | 0 | 254865.1828 | 637162.957 | 1.0057 | 0 | 384490.2905 | 256326.8603 | 640817.1509 | 256326.8603 | 640817.1509 | 0% | 0 | 0 | 0 | 0 | Consumer connection | 8%
Other Network Capex | g. Distribution switchgear | Distribution Switchgear | 36. Ring Main Unit – 3 Way | 10 Consumer connection (net) | Ground Mounted Switchgear | 0 | Labour | 2025 | 2025 | Simple | 63716.2957 | 95574.4435 | 0 | 63716.2957 | 159290.7392 | 1.1078 | 0 | 105874.205 | 70582.8033 | 176457.0083 | 70582.8033 | 176457.0083 | 0% | 0 | 0 | 0 | 0 | Consumer connection | 8%
Other Network Capex | g. Distribution switchgear | Distribution Switchgear | 31. 22 / 11 kV Disconnector 3ph, 2ph (Excl Pole) | 10 Consumer connection (net) | Pole Mounted Switches | 0 | Other | 2025 | 2025 | Simple | 75515.6097 | 113273.4146 | 0 | 75515.6097 | 188789.0243 | 1.0859 | 0 | 122998.9463 | 81999.2975 | 204998.2438 | 81999.2975 | 204998.2438 | 0% | 0 | 0 | 0 | 0 | Consumer connection | 8%
Other Network Capex | g. Distribution switchgear | Distribution Switchgear | 31. 22 / 11 kV Disconnector 3ph, 2ph (Excl Pole) | 10 Consumer connection (net) | Pole Mounted Switches | 0 | Labour | 2025 | 2025 | Simple | 18878.9024 | 28318.3536 | 0 | 18878.9024 | 47197.2561 | 1.1078 | 0 | 31370.1348 | 20913.4232 | 52283.558 | 20913.4232 | 52283.558 | 0% | 0 | 0 | 0 | 0 | Consumer connection | 8%
Other Network Capex | g. Distribution switchgear | Distribution Switchgear | 33. 22 / 11 kV Dropout Fuse 3ph, 2ph (Excl Pole) | 10 Consumer connection (net) | Pole Mount Fuses | 0 | Other | 2025 | 2025 | Simple | 125708.0763 | 188562.1144 | 0 | 125708.0763 | 314270.1907 | 1.0859 | 0 | 204751.8517 | 136501.2344 | 341253.0861 | 136501.2344 | 341253.0861 | 0% | 0 | 0 | 0 | 0 | Consumer connection | 8%
Other Network Capex | g. Distribution switchgear | Distribution Switchgear | 33. 22 / 11 kV Dropout Fuse 3ph, 2ph (Excl Pole) | 10 Consumer connection (net) | Pole Mount Fuses | 0 | Labour | 2025 | 2025 | Simple | 125708.0763 | 188562.1144 | 0 | 125708.0763 | 314270.1907 | 1.1078 | 0 | 208882.8688 | 139255.2459 | 348138.1147 | 139255.2459 | 348138.1147 | 0% | 0 | 0 | 0 | 0 | Consumer connection | 8%
Other Network Capex | e. Distribution and LV cables | Distribution Switchgear | 47. Link Pillars | 10 Consumer connection (net) | Low Voltage Enclosures | 0 | Other | 2025 | 2025 | Simple | 108009.1052 | 162013.6579 | 0 | 108009.1052 | 270022.7631 | 1.0859 | 0 | 175923.9736 | 117282.6491 | 293206.6227 | 117282.6491 | 293206.6227 | 0% | 0 | 0 | 0 | 0 | Consumer connection | 8%
Other Network Capex | e. Distribution and LV cables | Distribution Switchgear | 47. Link Pillars | 10 Consumer connection (net) | Low Voltage Enclosures | 0 | Labour | 2025 | 2025 | Simple | 108009.1052 | 162013.6579 | 0 | 108009.1052 | 270022.7631 | 1.1078 | 0 | 179473.3674 | 119648.9116 | 299122.279 | 119648.9116 | 299122.279 | 0% | 0 | 0 | 0 | 0 | Consumer connection | 8%
Other Network Capex | f. Distribution substations and transformers | Distribution Transformers | 39. Ground Mounted, 22/0 | 10 Consumer connection (net) | Ground Mounted Distribution Transformers | 0 | Transformers | 2025 | 2025 | Simple | 809614.4695 | 1214421.7043 | 0 | 809614.4695 | 2024036.1738 | 0.97314 | 0 | 1181801.1967 | 787867.4645 | 1969668.6612 | 787867.4645 | 1969668.6612 | 0% | 0 | 0 | 0 | 0 | Consumer connection | 8%
Other Network Capex | f. Distribution substations and transformers | Distribution Transformers | 39. Ground Mounted, 22/0 | 10 Consumer connection (net) | Ground Mounted Distribution Transformers | 0 | Labour | 2025 | 2025 | Simple | 202403.6174 | 303605.4261 | 0 | 202403.6174 | 506009.0435 | 1.1078 | 0 | 336324.0415 | 224216.0277 | 560540.0691 | 224216.0277 | 560540.0691 | 0% | 0 | 0 | 0 | 0 | Consumer connection | 8%
Other Network Capex | f. Distribution substations and transformers | Distribution Transformers | 38. Pole Mounted Single/Two/Three Phase, 22/0 | 10 Consumer connection (net) | Pole Mounted Distribution Transformers | 0 | Transformers | 2025 | 2025 | Simple | 526430.9331 | 789646.3997 | 0 | 526430.9331 | 1316077.3328 | 0.97314 | 0 | 768435.7557 | 512290.5038 | 1280726.2595 | 512290.5038 | 1280726.2595 | 0% | 0 | 0 | 0 | 0 | Consumer connection | 8%
Other Network Capex | f. Distribution substations and transformers | Distribution Transformers | 38. Pole Mounted Single/Two/Three Phase, 22/0 | 10 Consumer connection (net) | Pole Mounted Distribution Transformers | 0 | Labour | 2025 | 2025 | Simple | 131607.7333 | 197411.5999 | 0 | 131607.7333 | 329019.3332 | 1.1078 | 0 | 218686.0359 | 145790.6906 | 364476.7266 | 145790.6906 | 364476.7266 | 0% | 0 | 0 | 0 | 0 | Consumer connection | 8%
Other Network Capex | c. Zone substations | Secondary Systems | 19. Circuit/Transformer/Feeder/Bus Section/Coupler Protection & Controls - Digital | 10 Consumer connection (net) | Protection | 0 | Other | 2025 | 2025 | Simple | 5445.8372 | 8168.7559 | 0 | 5445.8372 | 13614.5931 | 1.0859 | 0 | 8870.1163 | 5913.4109 | 14783.5272 | 5913.4109 | 14783.5272 | 0% | 0 | 0 | 0 | 0 | Consumer connection | 8%
Other Network Capex | c. Zone substations | Secondary Systems | 19. Circuit/Transformer/Feeder/Bus Section/Coupler Protection & Controls - Digital | 10 Consumer connection (net) | Protection | 0 | Labour | 2025 | 2025 | Simple | 21783.349 | 32675.0234 | 0 | 21783.349 | 54458.3724 | 1.1078 | 0 | 36196.3094 | 24130.8729 | 60327.1823 | 24130.8729 | 60327.1823 | 0% | 0 | 0 | 0 | 0 | Consumer connection | 8%
Other Network Capex | b. Subtransmission cables | Cables | 4. Subtransmission XLPE installed in or after 1985 | 10 Consumer connection (net) | Subtransmission Cables | 0 | Cables | 2025 | 2025 | Simple | 7896.464 | 11844.696 | 0 | 7896.464 | 19741.16 | 1.0954 | 0 | 12974.2943 | 8649.5295 | 21623.8238 | 8649.5295 | 21623.8238 | 0% | 0 | 0 | 0 | 0 | Consumer connection | 8%
Other Network Capex | b. Subtransmission cables | Cables | 4. Subtransmission XLPE installed in or after 1985 | 10 Consumer connection (net) | Subtransmission Cables | 0 | Labour | 2025 | 2025 | Simple | 18425.0827 | 27637.624 | 0 | 18425.0827 | 46062.7066 | 1.1078 | 0 | 30616.045 | 20410.6967 | 51026.7417 | 20410.6967 | 51026.7417 | 0% | 0 | 0 | 0 | 0 | Consumer connection | 8%
Other Network Capex | e. Distribution and LV cables | Cables | 30. HV PILC | 10 Consumer connection (net) | Distribution Cables | 0 | Cables | 2025 | 2025 | Simple | 143770.1031 | 215655.1547 | 0 | 143770.1031 | 359425.2578 | 1.0954 | 0 | 236221.6343 | 157481.0895 | 393702.7238 | 157481.0895 | 393702.7238 | 0% | 0 | 0 | 0 | 0 | Consumer connection | 8%
Other Network Capex | e. Distribution and LV cables | Cables | 30. HV PILC | 10 Consumer connection (net) | Distribution Cables | 0 | Labour | 2025 | 2025 | Simple | 335463.5739 | 503195.3609 | 0 | 335463.5739 | 838658.9348 | 1.1078 | 0 | 557423.1647 | 371615.4431 | 929038.6078 | 371615.4431 | 929038.6078 | 0% | 0 | 0 | 0 | 0 | Consumer connection | 8%
Other Network Capex | e. Distribution and LV cables | Cables | 46. LV PILC | 10 Consumer connection (net) | Low Voltage Cables | 0 | Cables | 2025 | 2025 | Simple | 409163.9046 | 613745.8568 | 0 | 409163.9046 | 1022909.7614 | 1.0954 | 0 | 672277.2269 | 448184.8179 | 1120462.0449 | 448184.8179 | 1120462.0449 | 0% | 0 | 0 | 0 | 0 | Consumer connection | 8%
Other Network Capex | e. Distribution and LV cables | Cables | 46. LV PILC | 10 Consumer connection (net) | Low Voltage Cables | 0 | Labour | 2025 | 2025 | Simple | 613745.8568 | 920618.7853 | 0 | 613745.8568 | 1534364.6421 | 1.1078 | 0 | 1019831.0172 | 679887.3448 | 1699718.3621 | 679887.3448 | 1699718.3621 | 0% | 0 | 0 | 0 | 0 | Consumer connection | 8%
Other Network Capex | d. Distribution and LV lines | Overhead Conductors | 25. HV concrete or steel pole | 10 Consumer connection (net) | Distribution Conductor | 0 | Conductor | 2025 | 2025 | Simple | 4628.9617 | 6943.4425 | 0 | 4628.9617 | 11572.4041 | 1.0978 | 0 | 7622.1769 | 5081.4512 | 12703.6281 | 5081.4512 | 12703.6281 | 0% | 0 | 0 | 0 | 0 | Consumer connection | 8%
Other Network Capex | d. Distribution and LV lines | Overhead Conductors | 25. HV concrete or steel pole | 10 Consumer connection (net) | Distribution Conductor | 0 | Labour | 2025 | 2025 | Simple | 18515.8466 | 27773.7699 | 0 | 18515.8466 | 46289.6165 | 1.1078 | 0 | 30766.863 | 20511.242 | 51278.105 | 20511.242 | 51278.105 | 0% | 0 | 0 | 0 | 0 | Consumer connection | 8%
Other Network Capex | d. Distribution and LV lines | Overhead Conductors | 26. HV wood pole | 10 Consumer connection (net) | Distribution Conductor | 0 | Conductor | 2025 | 2025 | Simple | 4628.9617 | 6943.4425 | 0 | 4628.9617 | 11572.4041 | 1.0978 | 0 | 7622.1769 | 5081.4512 | 12703.6281 | 5081.4512 | 12703.6281 | 0% | 0 | 0 | 0 | 0 | Consumer connection | 10%
Other Network Capex | d. Distribution and LV lines | Overhead Conductors | 26. HV wood pole | 10 Consumer connection (net) | Distribution Conductor | 0 | Labour | 2025 | 2025 | Simple | 18515.8466 | 27773.7699 | 0 | 18515.8466 | 46289.6165 | 1.1078 | 0 | 30766.863 | 20511.242 | 51278.105 | 20511.242 | 51278.105 | 0% | 0 | 0 | 0 | 0 | Consumer connection | 10%
Other Network Capex | d. Distribution and LV lines | Overhead Conductors | 41. LV Concrete pole | 10 Consumer connection (net) | Low Voltage Conductor | 0 | Conductor | 2025 | 2025 | Simple | 4356.6698 | 6535.0047 | 0 | 4356.6698 | 10891.6745 | 1.0978 | 0 | 7173.8135 | 4782.5423 | 11956.3559 | 4782.5423 | 11956.3559 | 0% | 0 | 0 | 0 | 0 | Consumer connection | 8%
Other Network Capex | d. Distribution and LV lines | Overhead Conductors | 41. LV Concrete pole | 10 Consumer connection (net) | Low Voltage Conductor | 0 | Labour | 2025 | 2025 | Simple | 17426.6792 | 26140.0187 | 0 | 17426.6792 | 43566.6979 | 1.1078 | 0 | 28957.0475 | 19304.6983 | 48261.7459 | 19304.6983 | 48261.7459 | 0% | 0 | 0 | 0 | 0 | Consumer connection | 8%
Other Network Capex | d. Distribution and LV lines | Overhead Conductors | 42. LV Wood pole | 10 Consumer connection (net) | Low Voltage Conductor | 0 | Conductor | 2025 | 2025 | Simple | 4356.6698 | 6535.0047 | 0 | 4356.6698 | 10891.6745 | 1.0978 | 0 | 7173.8135 | 4782.5423 | 11956.3559 | 4782.5423 | 11956.3559 | 0% | 0 | 0 | 0 | 0 | Consumer connection | 10%
Other Network Capex | d. Distribution and LV lines | Overhead Conductors | 42. LV Wood pole | 10 Consumer connection (net) | Low Voltage Conductor | 0 | Labour | 2025 | 2025 | Simple | 17426.6792 | 26140.0187 | 0 | 17426.6792 | 43566.6979 | 1.1078 | 0 | 28957.0475 | 19304.6983 | 48261.7459 | 19304.6983 | 48261.7459 | 0% | 0 | 0 | 0 | 0 | Consumer connection | 10%
Other Network Capex | h. Other network assets | 0 | 51. Other network assets | 10 Consumer connection (net) | Other | 0 | Other | 2025 | 2025 | Simple | 2722.9186 | 4084.3779 | 0 | 2722.9186 | 6807.2965 | 1.0859 | 0 | 4435.0582 | 2956.7054 | 7391.7636 | 2956.7054 | 7391.7636 | 0% | 0 | 0 | 0 | 0 | Consumer connection | 10%
Non Network Capex | i. Non-network assets | Non-network Assets | 52. Buildings | 15 Facilities | Buildings | 0 | Other | 2025 | 2025 | Simple | 55984.0324 | 0 | 0 | 55984.0324 | 55984.0324 | 1.0859 | 0 | 0 | 60790.7602 | 60790.7602 | 60790.7602 | 60790.7602 | 0% | 0 | 0 | 0 | 0 | Non-network CAPEX | 0%
Non Network Capex | i. Non-network assets | Non-network Assets | 53. Furniture and fittings | 15 Facilities | Furniture and fittings | 0 | Other | 2025 | 2025 | Simple | 279920.1618 | 0 | 0 | 279920.1618 | 279920.1618 | 1.0859 | 0 | 0 | 303953.8012 | 303953.8012 | 303953.8012 | 303953.8012 | 0% | 0 | 0 | 0 | 0 | Non-network CAPEX | 13%
Non Network Capex | i. Non-network assets | Non-network Assets | 57. Plant and equipment | 15 Facilities | Plant and equipment | 0 | Other | 2025 | 2025 | Simple | 223936.1294 | 0 | 0 | 223936.1294 | 223936.1294 | 1.0859 | 0 | 0 | 243163.041 | 243163.041 | 243163.041 | 243163.041 | 0% | 0 | 0 | 0 | 0 | Non-network CAPEX | 20%
Other Network Capex | h. Other network assets | 0 | 51. Other network assets | 12 Future Networks | Other | 0 | Other | 2025 | 2025 | Simple | 214320 | 0 | 0 | 214320 | 214320 | 1.0859 | 0 | 0 | 232721.2812 | 232721.2812 | 232721.2812 | 232721.2812 | 0% | 0 | 0 | 0 | 0 | Quality of supply | 10%
Renewals | f. Distribution substations and transformers | Distribution Transformers | 38. Pole Mounted Single/Two/Three Phase, 22/0 | 6.2 Pole Mounted Distribution Transformers | Pole Mounted Distribution Transformers | 0 | Transformers | 2025 | 2025 | Simple | 2963886 | 0 | 0 | 2963886 | 2963886 | 0.97314 | 0 | 0 | 2884273.2383 | 2884273.2383 | 2884273.2383 | 2884273.2383 | 0% | 0 | 0 | 0 | 0 | Asset replacement and renewal | 8%
Renewals | f. Distribution substations and transformers | Distribution Transformers | 38. Pole Mounted Single/Two/Three Phase, 22/0 | 6.2 Pole Mounted Distribution Transformers | Pole Mounted Distribution Transformers | 0 | Labour | 2025 | 2025 | Simple | 740971.5 | 0 | 0 | 740971.5 | 740971.5 | 1.1078 | 0 | 0 | 820823.7011 | 820823.7011 | 820823.7011 | 820823.7011 | 0% | 0 | 0 | 0 | 0 | Asset replacement and renewal | 8%
Other Network Capex | g. Distribution switchgear | Distribution Switchgear | 34. 22 / 11 kV Sectionaliser or Recloser (Excl Pole) | 13 RSE | Reclosers and Sectionalisers | 0 | Other | 2025 | 2025 | Simple | 386631 | 0 | 0 | 386631 | 386631 | 1.0859 | 0 | 0 | 419826.7155 | 419826.7155 | 419826.7155 | 419826.7155 | 0% | 0 | 0 | 0 | 0 | Quality of supply | 8%
Other Network Capex | g. Distribution switchgear | Distribution Switchgear | 34. 22 / 11 kV Sectionaliser or Recloser (Excl Pole) | 13 RSE | Reclosers and Sectionalisers | 0 | Labour | 2025 | 2025 | Simple | 257754 | 0 | 0 | 257754 | 257754 | 1.1078 | 0 | 0 | 285531.3494 | 285531.3494 | 285531.3494 | 285531.3494 | 0% | 0 | 0 | 0 | 0 | Quality of supply | 8%
Renewals | a. Subtransmission lines | Overhead Conductors | 1. Subtransmission concrete or steel pole | 2.1 Subtransmission Conductor | Subtransmission Conductor | 0 | Conductor | 2025 | 2025 | Simple | 75645.08 | 0 | 0 | 75645.08 | 75645.08 | 1.0978 | 0 | 0 | 83039.527 | 83039.527 | 83039.527 | 83039.527 | 0% | 0 | 0 | 0 | 0 | Asset replacement and renewal | 8%
Renewals | a. Subtransmission lines | Overhead Conductors | 1. Subtransmission concrete or steel pole | 2.1 Subtransmission Conductor | Subtransmission Conductor | 0 | Labour | 2025 | 2025 | Simple | 302580.32 | 0 | 0 | 302580.32 | 302580.32 | 1.1078 | 0 | 0 | 335188.4629 | 335188.4629 | 335188.4629 | 335188.4629 | 0% | 0 | 0 | 0 | 0 | Asset replacement and renewal | 8%
Renewals | c. Zone substations | Secondary Systems | 23. DC Supplies, Batteries and Inverters | 7.2 DC Systems | DC Systems | 0 | Other | 2025 | 2025 | Simple | 156422.535 | 0 | 0 | 156422.535 | 156422.535 | 1.0859 | 0 | 0 | 169852.8031 | 169852.8031 | 169852.8031 | 169852.8031 | 0% | 0 | 0 | 0 | 0 | Asset replacement and renewal | 8%
Renewals | c. Zone substations | Secondary Systems | 23. DC Supplies, Batteries and Inverters | 7.2 DC Systems | DC Systems | 0 | Labour | 2025 | 2025 | Simple | 625690.14 | 0 | 0 | 625690.14 | 625690.14 | 1.1078 | 0 | 0 | 693118.8264 | 693118.8264 | 693118.8264 | 693118.8264 | 0% | 0 | 0 | 0 | 0 | Asset replacement and renewal | 8%
Renewals | f. Distribution substations and transformers | Distribution Transformers | 38. Pole Mounted Single/Two/Three Phase, 22/0 | 3.2 Distribution Cables | Pole Mounted Distribution Transformers | 0 | Transformers | 2025 | 2025 | Simple | 1463216.6 | 0 | 0 | 1463216.6 | 1463216.6 | 0.97314 | 0 | 0 | 1423913.2278 | 1423913.2278 | 1423913.2278 | 1423913.2278 | 0% | 0 | 0 | 0 | 0 | Asset replacement and renewal | 8%
Renewals | f. Distribution substations and transformers | Distribution Transformers | 38. Pole Mounted Single/Two/Three Phase, 22/0 | 3.2 Distribution Cables | Pole Mounted Distribution Transformers | 0 | Labour | 2025 | 2025 | Simple | 365804.15 | 0 | 0 | 365804.15 | 365804.15 | 1.1078 | 0 | 0 | 405225.729 | 405225.729 | 405225.729 | 405225.729 | 0% | 0 | 0 | 0 | 0 | Asset replacement and renewal | 8%
Renewals | f. Distribution substations and transformers | Distribution Transformers | 39. Ground Mounted, 22/0 | 6.1 Ground Mounted Distribution Transformers | Ground Mounted Distribution Transformers | 0 | Transformers | 2025 | 2025 | Simple | 248064 | 0 | 0 | 248064 | 248064 | 0.97314 | 0 | 0 | 241400.768 | 241400.768 | 241400.768 | 241400.768 | 0% | 0 | 0 | 0 | 0 | Asset replacement and renewal | 8%
Renewals | f. Distribution substations and transformers | Distribution Transformers | 39. Ground Mounted, 22/0 | 6.1 Ground Mounted Distribution Transformers | Ground Mounted Distribution Transformers | 0 | Labour | 2025 | 2025 | Simple | 62016 | 0 | 0 | 62016 | 62016 | 1.1078 | 0 | 0 | 68699.272 | 68699.272 | 68699.272 | 68699.272 | 0% | 0 | 0 | 0 | 0 | Asset replacement and renewal | 8%
Renewals | g. Distribution switchgear | Distribution Switchgear | 33. 22 / 11 kV Dropout Fuse 3ph, 2ph (Excl Pole) | 5.2 Pole Mounted Fuses | Pole Mount Fuses | 0 | Other | 2025 | 2025 | Simple | 111625 | 0 | 0 | 111625 | 111625 | 1.0859 | 0 | 0 | 121209.0006 | 121209.0006 | 121209.0006 | 121209.0006 | 0% | 0 | 0 | 0 | 0 | Asset replacement and renewal | 8%
Renewals | g. Distribution switchgear | Distribution Switchgear | 33. 22 / 11 kV Dropout Fuse 3ph, 2ph (Excl Pole) | 5.2 Pole Mounted Fuses | Pole Mount Fuses | 0 | Labour | 2025 | 2025 | Simple | 111625 | 0 | 0 | 111625 | 111625 | 1.1078 | 0 | 0 | 123654.4801 | 123654.4801 | 123654.4801 | 123654.4801 | 0% | 0 | 0 | 0 | 0 | Asset replacement and renewal | 8%
Renewals | e. Distribution and LV cables | Cables | 45. LV XLPE or PVC installed in or after 1985 | 3.3 Low Voltage Cables | Low Voltage Cables | 0 | Cables | 2025 | 2025 | Simple | 113821.02 | 0 | 0 | 113821.02 | 113821.02 | 1.0954 | 0 | 0 | 124675.8391 | 124675.8391 | 124675.8391 | 124675.8391 | 0% | 0 | 0 | 0 | 0 | Asset replacement and renewal | 8%
Renewals | e. Distribution and LV cables | Cables | 45. LV XLPE or PVC installed in or after 1985 | 3.3 Low Voltage Cables | Low Voltage Cables | 0 | Labour | 2025 | 2025 | Simple | 170731.53 | 0 | 0 | 170731.53 | 170731.53 | 1.1078 | 0 | 0 | 189130.7376 | 189130.7376 | 189130.7376 | 189130.7376 | 0% | 0 | 0 | 0 | 0 | Asset replacement and renewal | 8%
Renewals | g. Distribution switchgear | Distribution Switchgear | 31. 22 / 11 kV Disconnector 3ph, 2ph (Excl Pole) | 5.3 Pole Mounted Switches | Pole Mounted Switches | 0 | Other | 2025 | 2025 | Simple | 411160 | 0 | 0 | 411160 | 411160 | 1.0859 | 0 | 0 | 446461.7487 | 446461.7487 | 446461.7487 | 446461.7487 | 0% | 0 | 0 | 0 | 0 | Asset replacement and renewal | 8%
Renewals | g. Distribution switchgear | Distribution Switchgear | 31. 22 / 11 kV Disconnector 3ph, 2ph (Excl Pole) | 5.3 Pole Mounted Switches | Pole Mounted Switches | 0 | Labour | 2025 | 2025 | Simple | 102790 | 0 | 0 | 102790 | 102790 | 1.1078 | 0 | 0 | 113867.3596 | 113867.3596 | 113867.3596 | 113867.3596 | 0% | 0 | 0 | 0 | 0 | Asset replacement and renewal | 8%
Renewals | h. Other network assets | Secondary Systems | 50. SCADA and Comms (Central Facilities and / or wider Network Communications Equipment) | 7.3 Remote Terminal Units | Remote Terminal Units | 0 | Other | 2025 | 2025 | Simple | 55860 | 0 | 0 | 55860 | 55860 | 1.0859 | 0 | 0 | 60656.0786 | 60656.0786 | 60656.0786 | 60656.0786 | 0% | 0 | 0 | 0 | 0 | Asset replacement and renewal | 10%
Renewals | h. Other network assets | Secondary Systems | 50. SCADA and Comms (Central Facilities and / or wider Network Communications Equipment) | 7.3 Remote Terminal Units | Remote Terminal Units | 0 | Labour | 2025 | 2025 | Simple | 223440 | 0 | 0 | 223440 | 223440 | 1.1078 | 0 | 0 | 247519.436 | 247519.436 | 247519.436 | 247519.436 | 0% | 0 | 0 | 0 | 0 | Asset replacement and renewal | 10%
Renewals | f. Distribution substations and transformers | Distribution Switchgear | 40. Distribution substations | 5.6 Ancillary Distribution Substation Equipment | Ancillary Distribution Substation Equipment | 0 | Other | 2025 | 2025 | Simple | 469194.075 | 0 | 0 | 469194.075 | 469194.075 | 1.0859 | 0 | 0 | 509478.566 | 509478.566 | 509478.566 | 509478.566 | 0% | 0 | 0 | 0 | 0 | Asset replacement and renewal | 10%
Renewals | f. Distribution substations and transformers | Distribution Switchgear | 40. Distribution substations | 5.6 Ancillary Distribution Substation Equipment | Ancillary Distribution Substation Equipment | 0 | Labour | 2025 | 2025 | Simple | 469194.075 | 0 | 0 | 469194.075 | 469194.075 | 1.1078 | 0 | 0 | 519757.6657 | 519757.6657 | 519757.6657 | 519757.6657 | 0% | 0 | 0 | 0 | 0 | Asset replacement and renewal | 10%
Renewals | b. Subtransmission cables | Distribution Switchgear | 10. Sub-transmission Surge Arresters (3 phase set) | 5.6 Ancillary Distribution Substation Equipment | Ancillary Distribution Substation Equipment | 0 | Other | 2025 | 2025 | Simple | 47500 | 0 | 0 | 47500 | 47500 | 1.0859 | 0 | 0 | 51578.2981 | 51578.2981 | 51578.2981 | 51578.2981 | 0% | 0 | 0 | 0 | 0 | Asset replacement and renewal | 8%
Renewals | b. Subtransmission cables | Distribution Switchgear | 10. Sub-transmission Surge Arresters (3 phase set) | 5.6 Ancillary Distribution Substation Equipment | Ancillary Distribution Substation Equipment | 0 | Labour | 2025 | 2025 | Simple | 47500 | 0 | 0 | 47500 | 47500 | 1.1078 | 0 | 0 | 52618.9277 | 52618.9277 | 52618.9277 | 52618.9277 | 0% | 0 | 0 | 0 | 0 | Asset replacement and renewal | 8%
Growth | d. Distribution and LV lines | Support Structures | 25. HV concrete or steel pole | 9 Distribution and LV Reinforcement | Poles | 0 | Other | 2025 | 2025 | Simple | 66086.9167 | 0 | 0 | 66086.9167 | 66086.9167 | 1.0859 | 0 | 0 | 71761.0672 | 71761.0672 | 71761.0672 | 71761.0672 | 0% | 0 | 0 | 0 | 0 | System growth | 8%
Growth | d. Distribution and LV lines | Support Structures | 25. HV concrete or steel pole | 9 Distribution and LV Reinforcement | Poles | 0 | Labour | 2025 | 2025 | Simple | 66086.9167 | 0 | 0 | 66086.9167 | 66086.9167 | 1.1078 | 0 | 0 | 73208.8988 | 73208.8988 | 73208.8988 | 73208.8988 | 0% | 0 | 0 | 0 | 0 | System growth | 8%
Growth | d. Distribution and LV lines | Support Structures | 26. HV wood pole | 9 Distribution and LV Reinforcement | Poles | 0 | Other | 2025 | 2025 | Simple | 66086.9167 | 0 | 0 | 66086.9167 | 66086.9167 | 1.0859 | 0 | 0 | 71761.0672 | 71761.0672 | 71761.0672 | 71761.0672 | 0% | 0 | 0 | 0 | 0 | System growth | 10%
Growth | d. Distribution and LV lines | Support Structures | 26. HV wood pole | 9 Distribution and LV Reinforcement | Poles | 0 | Labour | 2025 | 2025 | Simple | 66086.9167 | 0 | 0 | 66086.9167 | 66086.9167 | 1.1078 | 0 | 0 | 73208.8988 | 73208.8988 | 73208.8988 | 73208.8988 | 0% | 0 | 0 | 0 | 0 | System growth | 10%
Growth | d. Distribution and LV lines | Support Structures | 41. LV Concrete pole | 9 Distribution and LV Reinforcement | Poles | 0 | Other | 2025 | 2025 | Simple | 29371.963 | 0 | 0 | 29371.963 | 29371.963 | 1.0859 | 0 | 0 | 31893.8077 | 31893.8077 | 31893.8077 | 31893.8077 | 0% | 0 | 0 | 0 | 0 | System growth | 8%
Growth | d. Distribution and LV lines | Support Structures | 41. LV Concrete pole | 9 Distribution and LV Reinforcement | Poles | 0 | Labour | 2025 | 2025 | Simple | 29371.963 | 0 | 0 | 29371.963 | 29371.963 | 1.1078 | 0 | 0 | 32537.2884 | 32537.2884 | 32537.2884 | 32537.2884 | 0% | 0 | 0 | 0 | 0 | System growth | 8%
Growth | d. Distribution and LV lines | Support Structures | 42. LV Wood pole | 9 Distribution and LV Reinforcement | Poles | 0 | Other | 2025 | 2025 | Simple | 29371.963 | 0 | 0 | 29371.963 | 29371.963 | 1.0859 | 0 | 0 | 31893.8077 | 31893.8077 | 31893.8077 | 31893.8077 | 0% | 0 | 0 | 0 | 0 | System growth | 10%
Growth | d. Distribution and LV lines | Support Structures | 42. LV Wood pole | 9 Distribution and LV Reinforcement | Poles | 0 | Labour | 2025 | 2025 | Simple | 29371.963 | 0 | 0 | 29371.963 | 29371.963 | 1.1078 | 0 | 0 | 32537.2884 | 32537.2884 | 32537.2884 | 32537.2884 | 0% | 0 | 0 | 0 | 0 | System growth | 10%
Growth | d. Distribution and LV lines | Support Structures | 25. HV concrete or steel pole | 9 Distribution and LV Reinforcement | Crossarms | 0 | Other | 2025 | 2025 | Simple | 44057.9445 | 0 | 0 | 44057.9445 | 44057.9445 | 1.0859 | 0 | 0 | 47840.7115 | 47840.7115 | 47840.7115 | 47840.7115 | 0% | 0 | 0 | 0 | 0 | System growth | 8%
Growth | d. Distribution and LV lines | Support Structures | 25. HV concrete or steel pole | 9 Distribution and LV Reinforcement | Crossarms | 0 | Labour | 2025 | 2025 | Simple | 44057.9445 | 0 | 0 | 44057.9445 | 44057.9445 | 1.1078 | 0 | 0 | 48805.9326 | 48805.9326 | 48805.9326 | 48805.9326 | 0% | 0 | 0 | 0 | 0 | System growth | 8%
Growth | d. Distribution and LV lines | Support Structures | 26. HV wood pole | 9 Distribution and LV Reinforcement | Crossarms | 0 | Other | 2025 | 2025 | Simple | 44057.9445 | 0 | 0 | 44057.9445 | 44057.9445 | 1.0859 | 0 | 0 | 47840.7115 | 47840.7115 | 47840.7115 | 47840.7115 | 0% | 0 | 0 | 0 | 0 | System growth | 10%
Growth | d. Distribution and LV lines | Support Structures | 26. HV wood pole | 9 Distribution and LV Reinforcement | Crossarms | 0 | Labour | 2025 | 2025 | Simple | 44057.9445 | 0 | 0 | 44057.9445 | 44057.9445 | 1.1078 | 0 | 0 | 48805.9326 | 48805.9326 | 48805.9326 | 48805.9326 | 0% | 0 | 0 | 0 | 0 | System growth | 10%
Growth | d. Distribution and LV lines | Support Structures | 41. LV Concrete pole | 9 Distribution and LV Reinforcement | Crossarms | 0 | Other | 2025 | 2025 | Simple | 22028.9722 | 0 | 0 | 22028.9722 | 22028.9722 | 1.0859 | 0 | 0 | 23920.3557 | 23920.3557 | 23920.3557 | 23920.3557 | 0% | 0 | 0 | 0 | 0 | System growth | 8%
Growth | d. Distribution and LV lines | Support Structures | 41. LV Concrete pole | 9 Distribution and LV Reinforcement | Crossarms | 0 | Labour | 2025 | 2025 | Simple | 22028.9722 | 0 | 0 | 22028.9722 | 22028.9722 | 1.1078 | 0 | 0 | 24402.9663 | 24402.9663 | 24402.9663 | 24402.9663 | 0% | 0 | 0 | 0 | 0 | System growth | 8%
Growth | d. Distribution and LV lines | Support Structures | 42. LV Wood pole | 9 Distribution and LV Reinforcement | Crossarms | 0 | Other | 2025 | 2025 | Simple | 22028.9722 | 0 | 0 | 22028.9722 | 22028.9722 | 1.0859 | 0 | 0 | 23920.3557 | 23920.3557 | 23920.3557 | 23920.3557 | 0% | 0 | 0 | 0 | 0 | System growth | 10%
Growth | d. Distribution and LV lines | Support Structures | 42. LV Wood pole | 9 Distribution and LV Reinforcement | Crossarms | 0 | Labour | 2025 | 2025 | Simple | 22028.9722 | 0 | 0 | 22028.9722 | 22028.9722 | 1.1078 | 0 | 0 | 24402.9663 | 24402.9663 | 24402.9663 | 24402.9663 | 0% | 0 | 0 | 0 | 0 | System growth | 10%
Growth | g. Distribution switchgear | Distribution Switchgear | 32. 22 / 11 kV Load Break Switch (Excl Pole) | 9 Distribution and LV Reinforcement | Pole Mounted Switches | 0 | Other | 2025 | 2025 | Simple | 70492.7112 | 0 | 0 | 70492.7112 | 70492.7112 | 1.0859 | 0 | 0 | 76545.1384 | 76545.1384 | 76545.1384 | 76545.1384 | 0% | 0 | 0 | 0 | 0 | System growth | 8%
Growth | g. Distribution switchgear | Distribution Switchgear | 32. 22 / 11 kV Load Break Switch (Excl Pole) | 9 Distribution and LV Reinforcement | Pole Mounted Switches | 0 | Labour | 2025 | 2025 | Simple | 46995.1408 | 0 | 0 | 46995.1408 | 46995.1408 | 1.1078 | 0 | 0 | 52059.6614 | 52059.6614 | 52059.6614 | 52059.6614 | 0% | 0 | 0 | 0 | 0 | System growth | 8%
Growth | g. Distribution switchgear | Distribution Switchgear | 34. 22 / 11 kV Sectionaliser or Recloser (Excl Pole) | 9 Distribution and LV Reinforcement | Reclosers and Sectionalisers | 0 | Other | 2025 | 2025 | Simple | 52869.5334 | 0 | 0 | 52869.5334 | 52869.5334 | 1.0859 | 0 | 0 | 57408.8538 | 57408.8538 | 57408.8538 | 57408.8538 | 0% | 0 | 0 | 0 | 0 | System growth | 8%
Growth | g. Distribution switchgear | Distribution Switchgear | 34. 22 / 11 kV Sectionaliser or Recloser (Excl Pole) | 9 Distribution and LV Reinforcement | Reclosers and Sectionalisers | 0 | Labour | 2025 | 2025 | Simple | 35246.3556 | 0 | 0 | 35246.3556 | 35246.3556 | 1.1078 | 0 | 0 | 39044.746 | 39044.746 | 39044.746 | 39044.746 | 0% | 0 | 0 | 0 | 0 | System growth | 8%
Growth | g. Distribution switchgear | Distribution Switchgear | 33. 22 / 11 kV Dropout Fuse 3ph, 2ph (Excl Pole) | 9 Distribution and LV Reinforcement | Pole Mount Fuses | 0 | Other | 2025 | 2025 | Simple | 102801.8705 | 0 | 0 | 102801.8705 | 102801.8705 | 1.0859 | 0 | 0 | 111628.3268 | 111628.3268 | 111628.3268 | 111628.3268 | 0% | 0 | 0 | 0 | 0 | System growth | 8%
Growth | g. Distribution switchgear | Distribution Switchgear | 33. 22 / 11 kV Dropout Fuse 3ph, 2ph (Excl Pole) | 9 Distribution and LV Reinforcement | Pole Mount Fuses | 0 | Labour | 2025 | 2025 | Simple | 102801.8705 | 0 | 0 | 102801.8705 | 102801.8705 | 1.1078 | 0 | 0 | 113880.5093 | 113880.5093 | 113880.5093 | 113880.5093 | 0% | 0 | 0 | 0 | 0 | System growth | 8%
Growth | e. Distribution and LV cables | Distribution Switchgear | 47. Link Pillars | 9 Distribution and LV Reinforcement | Low Voltage Enclosures | 0 | Other | 2025 | 2025 | Simple | 14685.9815 | 0 | 0 | 14685.9815 | 14685.9815 | 1.0859 | 0 | 0 | 15946.9038 | 15946.9038 | 15946.9038 | 15946.9038 | 0% | 0 | 0 | 0 | 0 | System growth | 8%
Growth | e. Distribution and LV cables | Distribution Switchgear | 47. Link Pillars | 9 Distribution and LV Reinforcement | Low Voltage Enclosures | 0 | Labour | 2025 | 2025 | Simple | 14685.9815 | 0 | 0 | 14685.9815 | 14685.9815 | 1.1078 | 0 | 0 | 16268.6442 | 16268.6442 | 16268.6442 | 16268.6442 | 0% | 0 | 0 | 0 | 0 | System growth | 8%
Growth | f. Distribution substations and transformers | Distribution Transformers | 39. Ground Mounted, 22/0 | 9 Distribution and LV Reinforcement | Ground Mounted Distribution Transformers | 0 | Transformers | 2025 | 2025 | Simple | 234975.7039 | 0 | 0 | 234975.7039 | 234975.7039 | 0.97314 | 0 | 0 | 228664.0358 | 228664.0358 | 228664.0358 | 228664.0358 | 0% | 0 | 0 | 0 | 0 | System growth | 8%
Growth | f. Distribution substations and transformers | Distribution Transformers | 39. Ground Mounted, 22/0 | 9 Distribution and LV Reinforcement | Ground Mounted Distribution Transformers | 0 | Labour | 2025 | 2025 | Simple | 58743.926 | 0 | 0 | 58743.926 | 58743.926 | 1.1078 | 0 | 0 | 65074.5767 | 65074.5767 | 65074.5767 | 65074.5767 | 0% | 0 | 0 | 0 | 0 | System growth | 8%
Growth | f. Distribution substations and transformers | Distribution Transformers | 38. Pole Mounted Single/Two/Three Phase, 22/0 | 9 Distribution and LV Reinforcement | Pole Mounted Distribution Transformers | 0 | Transformers | 2025 | 2025 | Simple | 70492.7112 | 0 | 0 | 70492.7112 | 70492.7112 | 0.97314 | 0 | 0 | 68599.2107 | 68599.2107 | 68599.2107 | 68599.2107 | 0% | 0 | 0 | 0 | 0 | System growth | 8%
Growth | f. Distribution substations and transformers | Distribution Transformers | 38. Pole Mounted Single/Two/Three Phase, 22/0 | 9 Distribution and LV Reinforcement | Pole Mounted Distribution Transformers | 0 | Labour | 2025 | 2025 | Simple | 17623.1778 | 0 | 0 | 17623.1778 | 17623.1778 | 1.1078 | 0 | 0 | 19522.373 | 19522.373 | 19522.373 | 19522.373 | 0% | 0 | 0 | 0 | 0 | System growth | 8%
Growth | g. Distribution switchgear | Distribution Transformers | 35. Voltage Regulator | 9 Distribution and LV Reinforcement | Voltage Regulators | 0 | Transformers | 2025 | 2025 | Simple | 11748.7852 | 0 | 0 | 11748.7852 | 11748.7852 | 0.97314 | 0 | 0 | 11433.2018 | 11433.2018 | 11433.2018 | 11433.2018 | 0% | 0 | 0 | 0 | 0 | System growth | 8%
Growth | g. Distribution switchgear | Distribution Transformers | 35. Voltage Regulator | 9 Distribution and LV Reinforcement | Voltage Regulators | 0 | Labour | 2025 | 2025 | Simple | 2937.1963 | 0 | 0 | 2937.1963 | 2937.1963 | 1.1078 | 0 | 0 | 3253.7288 | 3253.7288 | 3253.7288 | 3253.7288 | 0% | 0 | 0 | 0 | 0 | System growth | 8%
Growth | c. Zone substations | Secondary Systems | 19. Circuit/Transformer/Feeder/Bus Section/Coupler Protection & Controls - Digital | 9 Distribution and LV Reinforcement | Protection | 0 | Other | 2025 | 2025 | Simple | 5874.3926 | 0 | 0 | 5874.3926 | 5874.3926 | 1.0859 | 0 | 0 | 6378.7615 | 6378.7615 | 6378.7615 | 6378.7615 | 0% | 0 | 0 | 0 | 0 | System growth | 8%
Growth | c. Zone substations | Secondary Systems | 19. Circuit/Transformer/Feeder/Bus Section/Coupler Protection & Controls - Digital | 9 Distribution and LV Reinforcement | Protection | 0 | Labour | 2025 | 2025 | Simple | 23497.5704 | 0 | 0 | 23497.5704 | 23497.5704 | 1.1078 | 0 | 0 | 26029.8307 | 26029.8307 | 26029.8307 | 26029.8307 | 0% | 0 | 0 | 0 | 0 | System growth | 8%
Growth | h. Other network assets | Secondary Systems | 50. SCADA and Comms (Central Facilities and / or wider Network Communications Equipment) | 9 Distribution and LV Reinforcement | Remote Terminal Units | 0 | Other | 2025 | 2025 | Simple | 2937.1963 | 0 | 0 | 2937.1963 | 2937.1963 | 1.0859 | 0 | 0 | 3189.3808 | 3189.3808 | 3189.3808 | 3189.3808 | 0% | 0 | 0 | 0 | 0 | System growth | 10%
Growth | h. Other network assets | Secondary Systems | 50. SCADA and Comms (Central Facilities and / or wider Network Communications Equipment) | 9 Distribution and LV Reinforcement | Remote Terminal Units | 0 | Labour | 2025 | 2025 | Simple | 11748.7852 | 0 | 0 | 11748.7852 | 11748.7852 | 1.1078 | 0 | 0 | 13014.9153 | 13014.9153 | 13014.9153 | 13014.9153 | 0% | 0 | 0 | 0 | 0 | System growth | 10%
Growth | e. Distribution and LV cables | Cables | 29. HV XLPE installed in or after 1985 | 9 Distribution and LV Reinforcement | Distribution Cables | 0 | Cables | 2025 | 2025 | Simple | 237912.9002 | 0 | 0 | 237912.9002 | 237912.9002 | 1.0954 | 0 | 0 | 260602.044 | 260602.044 | 260602.044 | 260602.044 | 0% | 0 | 0 | 0 | 0 | System growth | 8%
Growth | e. Distribution and LV cables | Cables | 29. HV XLPE installed in or after 1985 | 9 Distribution and LV Reinforcement | Distribution Cables | 0 | Labour | 2025 | 2025 | Simple | 555130.1005 | 0 | 0 | 555130.1005 | 555130.1005 | 1.1078 | 0 | 0 | 614954.7501 | 614954.7501 | 614954.7501 | 614954.7501 | 0% | 0 | 0 | 0 | 0 | System growth | 8%
Growth | e. Distribution and LV cables | Cables | 45. LV XLPE or PVC installed in or after 1985 | 9 Distribution and LV Reinforcement | Low Voltage Cables | 0 | Cables | 2025 | 2025 | Simple | 23497.5704 | 0 | 0 | 23497.5704 | 23497.5704 | 1.0954 | 0 | 0 | 25738.4735 | 25738.4735 | 25738.4735 | 25738.4735 | 0% | 0 | 0 | 0 | 0 | System growth | 8%
Growth | e. Distribution and LV cables | Cables | 45. LV XLPE or PVC installed in or after 1985 | 9 Distribution and LV Reinforcement | Low Voltage Cables | 0 | Labour | 2025 | 2025 | Simple | 35246.3556 | 0 | 0 | 35246.3556 | 35246.3556 | 1.1078 | 0 | 0 | 39044.746 | 39044.746 | 39044.746 | 39044.746 | 0% | 0 | 0 | 0 | 0 | System growth | 8%
Growth | d. Distribution and LV lines | Overhead Conductors | 25. HV concrete or steel pole | 9 Distribution and LV Reinforcement | Distribution Conductor | 0 | Conductor | 2025 | 2025 | Simple | 46995.1408 | 0 | 0 | 46995.1408 | 46995.1408 | 1.0978 | 0 | 0 | 51589.003 | 51589.003 | 51589.003 | 51589.003 | 0% | 0 | 0 | 0 | 0 | System growth | 8%
Growth | d. Distribution and LV lines | Overhead Conductors | 25. HV concrete or steel pole | 9 Distribution and LV Reinforcement | Distribution Conductor | 0 | Labour | 2025 | 2025 | Simple | 187980.5631 | 0 | 0 | 187980.5631 | 187980.5631 | 1.1078 | 0 | 0 | 208238.6455 | 208238.6455 | 208238.6455 | 208238.6455 | 0% | 0 | 0 | 0 | 0 | System growth | 8%
Growth | d. Distribution and LV lines | Overhead Conductors | 26. HV wood pole | 9 Distribution and LV Reinforcement | Distribution Conductor | 0 | Conductor | 2025 | 2025 | Simple | 46995.1408 | 0 | 0 | 46995.1408 | 46995.1408 | 1.0978 | 0 | 0 | 51589.003 | 51589.003 | 51589.003 | 51589.003 | 0% | 0 | 0 | 0 | 0 | System growth | 10%
Growth | d. Distribution and LV lines | Overhead Conductors | 26. HV wood pole | 9 Distribution and LV Reinforcement | Distribution Conductor | 0 | Labour | 2025 | 2025 | Simple | 187980.5631 | 0 | 0 | 187980.5631 | 187980.5631 | 1.1078 | 0 | 0 | 208238.6455 | 208238.6455 | 208238.6455 | 208238.6455 | 0% | 0 | 0 | 0 | 0 | System growth | 10%
Growth | d. Distribution and LV lines | Overhead Conductors | 41. LV Concrete pole | 9 Distribution and LV Reinforcement | Low Voltage Conductor | 0 | Conductor | 2025 | 2025 | Simple | 8811.5889 | 0 | 0 | 8811.5889 | 8811.5889 | 1.0978 | 0 | 0 | 9672.9381 | 9672.9381 | 9672.9381 | 9672.9381 | 0% | 0 | 0 | 0 | 0 | System growth | 8%
Growth | d. Distribution and LV lines | Overhead Conductors | 41. LV Concrete pole | 9 Distribution and LV Reinforcement | Low Voltage Conductor | 0 | Labour | 2025 | 2025 | Simple | 35246.3556 | 0 | 0 | 35246.3556 | 35246.3556 | 1.1078 | 0 | 0 | 39044.746 | 39044.746 | 39044.746 | 39044.746 | 0% | 0 | 0 | 0 | 0 | System growth | 8%
Growth | d. Distribution and LV lines | Overhead Conductors | 42. LV Wood pole | 9 Distribution and LV Reinforcement | Low Voltage Conductor | 0 | Conductor | 2025 | 2025 | Simple | 8811.5889 | 0 | 0 | 8811.5889 | 8811.5889 | 1.0978 | 0 | 0 | 9672.9381 | 9672.9381 | 9672.9381 | 9672.9381 | 0% | 0 | 0 | 0 | 0 | System growth | 10%
Growth | d. Distribution and LV lines | Overhead Conductors | 42. LV Wood pole | 9 Distribution and LV Reinforcement | Low Voltage Conductor | 0 | Labour | 2025 | 2025 | Simple | 35246.3556 | 0 | 0 | 35246.3556 | 35246.3556 | 1.1078 | 0 | 0 | 39044.746 | 39044.746 | 39044.746 | 39044.746 | 0% | 0 | 0 | 0 | 0 | System growth | 10%
Renewals | d. Distribution and LV lines | Support Structures | 25. HV concrete or steel pole | 1.1 Poles | Poles | 0 | Other | 2025 | 2025 | Simple | 2850000 | 0 | 0 | 2850000 | 2850000 | 1.0859 | 0 | 0 | 3094697.8884 | 3094697.8884 | 3094697.8884 | 3094697.8884 | 0% | 0 | 0 | 0 | 0 | Asset replacement and renewal | 8%
Renewals | d. Distribution and LV lines | Support Structures | 25. HV concrete or steel pole | 1.1 Poles | Poles | 0 | Labour | 2025 | 2025 | Simple | 2850000 | 0 | 0 | 2850000 | 2850000 | 1.1078 | 0 | 0 | 3157135.6632 | 3157135.6632 | 3157135.6632 | 3157135.6632 | 0% | 0 | 0 | 0 | 0 | Asset replacement and renewal | 8%
Renewals | d. Distribution and LV lines | Support Structures | 25. HV concrete or steel pole | 1.2 Crossarms | Crossarms | 0 | Other | 2025 | 2025 | Simple | 3914253.75 | 0 | 0 | 3914253.75 | 3914253.75 | 1.0859 | 0 | 0 | 4250327.3034 | 4250327.3034 | 4250327.3034 | 4250327.3034 | 0% | 0 | 0 | 0 | 0 | Asset replacement and renewal | 8%
Renewals | d. Distribution and LV lines | Support Structures | 25. HV concrete or steel pole | 1.2 Crossarms | Crossarms | 0 | Labour | 2025 | 2025 | Simple | 3914253.75 | 0 | 0 | 3914253.75 | 3914253.75 | 1.1078 | 0 | 0 | 4336080.74 | 4336080.74 | 4336080.74 | 4336080.74 | 0% | 0 | 0 | 0 | 0 | Asset replacement and renewal | 8%
Renewals | d. Distribution and LV lines | Overhead Conductors | 25. HV concrete or steel pole | 2.2 Distribution Conductor | Distribution Conductor | 0 | Conductor | 2025 | 2025 | Simple | 1165365 | 0 | 0 | 1165365 | 1165365 | 1.0978 | 0 | 0 | 1279281.5917 | 1279281.5917 | 1279281.5917 | 1279281.5917 | 0% | 0 | 0 | 0 | 0 | Asset replacement and renewal | 8%
Renewals | d. Distribution and LV lines | Overhead Conductors | 25. HV concrete or steel pole | 2.2 Distribution Conductor | Distribution Conductor | 0 | Labour | 2025 | 2025 | Simple | 4661460 | 0 | 0 | 4661460 | 4661460 | 1.1078 | 0 | 0 | 5163811.0907 | 5163811.0907 | 5163811.0907 | 5163811.0907 | 0% | 0 | 0 | 0 | 0 | Asset replacement and renewal | 8%
Renewals | d. Distribution and LV lines | Overhead Conductors | 25. HV concrete or steel pole | 2.3 Low Voltage Conductor | Distribution Conductor | 0 | Conductor | 2025 | 2025 | Simple | 859446 | 0 | 0 | 859446 | 859446 | 1.0978 | 0 | 0 | 943458.4416 | 943458.4416 | 943458.4416 | 943458.4416 | 0% | 0 | 0 | 0 | 0 | Asset replacement and renewal | 8%
Renewals | d. Distribution and LV lines | Overhead Conductors | 25. HV concrete or steel pole | 2.3 Low Voltage Conductor | Distribution Conductor | 0 | Labour | 2025 | 2025 | Simple | 3437784 | 0 | 0 | 3437784 | 3437784 | 1.1078 | 0 | 0 | 3808263.3224 | 3808263.3224 | 3808263.3224 | 3808263.3224 | 0% | 0 | 0 | 0 | 0 | Asset replacement and renewal | 8%
Renewals | g. Distribution switchgear | Distribution Switchgear | 36. Ring Main Unit – 3 Way | 5.1 Ground Mounted Switchgear | Ground Mounted Switchgear | 0 | Switchgear | 2025 | 2025 | Simple | 2394000 | 0 | 0 | 2394000 | 2394000 | 1.0057 | 0 | 0 | 2407729.8318 | 2407729.8318 | 2407729.8318 | 2407729.8318 | 0% | 0 | 0 | 0 | 0 | Asset replacement and renewal | 8%
Renewals | g. Distribution switchgear | Distribution Switchgear | 36. Ring Main Unit – 3 Way | 5.1 Ground Mounted Switchgear | Ground Mounted Switchgear | 0 | Labour | 2025 | 2025 | Simple | 598500 | 0 | 0 | 598500 | 598500 | 1.1078 | 0 | 0 | 662998.4893 | 662998.4893 | 662998.4893 | 662998.4893 | 0% | 0 | 0 | 0 | 0 | Asset replacement and renewal | 8%
Renewals | e. Distribution and LV cables | Distribution Switchgear | 47. Link Pillars | 5.4 Low Voltage Enclosures | Low Voltage Enclosures | 0 | Other | 2025 | 2025 | Simple | 471525 | 0 | 0 | 471525 | 471525 | 1.0859 | 0 | 0 | 512009.6217 | 512009.6217 | 512009.6217 | 512009.6217 | 0% | 0 | 0 | 0 | 0 | Asset replacement and renewal | 8%
Renewals | e. Distribution and LV cables | Distribution Switchgear | 47. Link Pillars | 5.4 Low Voltage Enclosures | Low Voltage Enclosures | 0 | Labour | 2025 | 2025 | Simple | 471525 | 0 | 0 | 471525 | 471525 | 1.1078 | 0 | 0 | 522339.7872 | 522339.7872 | 522339.7872 | 522339.7872 | 0% | 0 | 0 | 0 | 0 | Asset replacement and renewal | 8%
Renewals | e. Distribution and LV cables | Distribution Switchgear | 48. LV Overhead / Underground Customer Service Connections | 5.4 Low Voltage Enclosures | Low Voltage Enclosures | 0 | Other | 2025 | 2025 | Simple | 405000 | 0 | 0 | 405000 | 405000 | 1.0859 | 0 | 0 | 439772.8578 | 439772.8578 | 439772.8578 | 439772.8578 | 0% | 0 | 0 | 0 | 0 | Asset replacement and renewal | 8%
Renewals | e. Distribution and LV cables | Distribution Switchgear | 48. LV Overhead / Underground Customer Service Connections | 5.4 Low Voltage Enclosures | Low Voltage Enclosures | 0 | Labour | 2025 | 2025 | Simple | 405000 | 0 | 0 | 405000 | 405000 | 1.1078 | 0 | 0 | 448645.5942 | 448645.5942 | 448645.5942 | 448645.5942 | 0% | 0 | 0 | 0 | 0 | Asset replacement and renewal | 8%
Renewals | c. Zone substations | Secondary Systems | 19. Circuit/Transformer/Feeder/Bus Section/Coupler Protection & Controls - Digital | 7.1 Protection | Protection | 0 | Other | 2025 | 2025 | Simple | 250800 | 0 | 0 | 250800 | 250800 | 1.0859 | 0 | 0 | 272333.4142 | 272333.4142 | 272333.4142 | 272333.4142 | 0% | 0 | 0 | 0 | 0 | Asset replacement and renewal | 8%
Renewals | c. Zone substations | Secondary Systems | 19. Circuit/Transformer/Feeder/Bus Section/Coupler Protection & Controls - Digital | 7.1 Protection | Protection | 0 | Labour | 2025 | 2025 | Simple | 1003200 | 0 | 0 | 1003200 | 1003200 | 1.1078 | 0 | 0 | 1111311.7534 | 1111311.7534 | 1111311.7534 | 1111311.7534 | 0% | 0 | 0 | 0 | 0 | Asset replacement and renewal | 8%
Non Network Capex | i. Non-network assets | Non-network Assets | 54. Computer hardware | 14 IT | Computer hardware | 0 | Other | 2025 | 2025 | Simple | 77500 | 0 | 0 | 77500 | 77500 | 1.0859 | 0 | 0 | 84154.0654 | 84154.0654 | 84154.0654 | 84154.0654 | 0% | 0 | 0 | 0 | 0 | Non-network CAPEX | 50%
Non Network Capex | i. Non-network assets | Non-network Assets | 55. Computer software | 14 IT | Computer software | 0 | Other | 2025 | 2025 | Simple | 1472500 | 0 | 0 | 1472500 | 1472500 | 1.0859 | 0 | 0 | 1598927.2423 | 1598927.2423 | 1598927.2423 | 1598927.2423 | 0% | 0 | 0 | 0 | 0 | Non-network CAPEX | 50%
Non Network Capex | i. Non-network assets | Non-network Assets | 59. Other non-network | 14 IT | 0 | 14 IT | Other | 2025 | 2025 | Simple | 0 | 0 | 124872.1117 | 124872.1117 | 124872.1117 | 1.0859 | 135593.4948 | 0 | 0 | 0 | 135593.4948 | 135593.4948 | 0% | 0 | 0 | 0 | 0 | Non-network CAPEX
Non Network Capex | i. Non-network assets | Non-network Assets | 57. Plant and equipment | 15 Facilities | 0 | 15 Facilities | Other | 2025 | 2025 | Simple | 0 | 0 | 0 | 0 | 0 | 1.0859 | 0 | 0 | 0 | 0 | 0 | 0 | 0% | 0 | 0 | 0 | 0 | Non-network CAPEX
Growth | c. Zone substations | Zone Substations | 12. Site Development and Buildings | 8.2 Arrowtown Zone Substation 33kV Indoor Switchboard | Buildings and Grounds | 0 | Other | 2025 | 2025 | Simple | 288554.5985 | 0 | 0 | 288554.5985 | 288554.5985 | 1.0859 | 0 | 0 | 313329.5813 | 313329.5813 | 313329.5813 | 313329.5813 | 0% | 0 | 0 | 0 | 0 | System growth | 0%
Growth | c. Zone substations | Zone Substations | 12. Site Development and Buildings | 8.2 Arrowtown Zone Substation 33kV Indoor Switchboard | Buildings and Grounds | 0 | Labour | 2025 | 2025 | Simple | 288554.5985 | 0 | 0 | 288554.5985 | 288554.5985 | 1.1078 | 0 | 0 | 319651.2328 | 319651.2328 | 319651.2328 | 319651.2328 | 0% | 0 | 0 | 0 | 0 | System growth | 0%
Growth | c. Zone substations | Zone Substations | 14. 66/50/33/22/11 kV Indoor Switchgear Cubicle | 8.2 Arrowtown Zone Substation 33kV Indoor Switchboard | Indoor Switchgear | 0 | Switchgear | 2025 | 2025 | Simple | 346265.5182 | 0 | 0 | 346265.5182 | 346265.5182 | 1.0057 | 0 | 0 | 348251.3859 | 348251.3859 | 348251.3859 | 348251.3859 | 0% | 0 | 0 | 0 | 0 | System growth | 8%
Growth | c. Zone substations | Zone Substations | 14. 66/50/33/22/11 kV Indoor Switchgear Cubicle | 8.2 Arrowtown Zone Substation 33kV Indoor Switchboard | Indoor Switchgear | 0 | Labour | 2025 | 2025 | Simple | 230843.6788 | 0 | 0 | 230843.6788 | 230843.6788 | 1.1078 | 0 | 0 | 255720.9863 | 255720.9863 | 255720.9863 | 255720.9863 | 0% | 0 | 0 | 0 | 0 | System growth | 8%
Growth | c. Zone substations | Secondary Systems | 19. Circuit/Transformer/Feeder/Bus Section/Coupler Protection & Controls - Digital | 8.2 Arrowtown Zone Substation 33kV Indoor Switchboard | Protection | 0 | Other | 2025 | 2025 | Simple | 43283.1898 | 0 | 0 | 43283.1898 | 43283.1898 | 1.0859 | 0 | 0 | 46999.4372 | 46999.4372 | 46999.4372 | 46999.4372 | 0% | 0 | 0 | 0 | 0 | System growth | 8%
Growth | c. Zone substations | Secondary Systems | 19. Circuit/Transformer/Feeder/Bus Section/Coupler Protection & Controls - Digital | 8.2 Arrowtown Zone Substation 33kV Indoor Switchboard | Protection | 0 | Labour | 2025 | 2025 | Simple | 173132.7591 | 0 | 0 | 173132.7591 | 173132.7591 | 1.1078 | 0 | 0 | 191790.7397 | 191790.7397 | 191790.7397 | 191790.7397 | 0% | 0 | 0 | 0 | 0 | System growth | 8%
Growth | c. Zone substations | Secondary Systems | 23. DC Supplies, Batteries and Inverters | 8.2 Arrowtown Zone Substation 33kV Indoor Switchboard | DC Systems | 0 | Other | 2025 | 2025 | Simple | 16159.0575 | 0 | 0 | 16159.0575 | 16159.0575 | 1.0859 | 0 | 0 | 17546.4566 | 17546.4566 | 17546.4566 | 17546.4566 | 0% | 0 | 0 | 0 | 0 | System growth | 8%
Growth | c. Zone substations | Secondary Systems | 23. DC Supplies, Batteries and Inverters | 8.2 Arrowtown Zone Substation 33kV Indoor Switchboard | DC Systems | 0 | Labour | 2025 | 2025 | Simple | 64636.2301 | 0 | 0 | 64636.2301 | 64636.2301 | 1.1078 | 0 | 0 | 71601.8762 | 71601.8762 | 71601.8762 | 71601.8762 | 0% | 0 | 0 | 0 | 0 | System growth | 8%
Growth | h. Other network assets | Secondary Systems | 50. SCADA and Comms (Central Facilities and / or wider Network Communications Equipment) | 8.2 Arrowtown Zone Substation 33kV Indoor Switchboard | Remote Terminal Units | 0 | Other | 2025 | 2025 | Simple | 11542.1839 | 0 | 0 | 11542.1839 | 11542.1839 | 1.0859 | 0 | 0 | 12533.1833 | 12533.1833 | 12533.1833 | 12533.1833 | 0% | 0 | 0 | 0 | 0 | System growth | 10%
Growth | h. Other network assets | Secondary Systems | 50. SCADA and Comms (Central Facilities and / or wider Network Communications Equipment) | 8.2 Arrowtown Zone Substation 33kV Indoor Switchboard | Remote Terminal Units | 0 | Labour | 2025 | 2025 | Simple | 46168.7358 | 0 | 0 | 46168.7358 | 46168.7358 | 1.1078 | 0 | 0 | 51144.1973 | 51144.1973 | 51144.1973 | 51144.1973 | 0% | 0 | 0 | 0 | 0 | System growth | 10%
Renewals | c. Zone substations | Zone Substations | 12. Site Development and Buildings | 4.1 Zone Substations | Buildings and Grounds | 0 | Labour | 2025 | 2025 | Simple | 33250 | 0 | 0 | 33250 | 33250 | 1.1078 | 0 | 0 | 36833.2494 | 36833.2494 | 36833.2494 | 36833.2494 | 0% | 0 | 0 | 0 | 0 | Asset replacement and renewal | 0%
Renewals | c. Zone substations | Zone Substations | 12. Site Development and Buildings | 4.1 Zone Substations | Buildings and Grounds | 0 | Other | 2025 | 2025 | Simple | 33250 | 0 | 0 | 33250 | 33250 | 1.0859 | 0 | 0 | 36104.8087 | 36104.8087 | 36104.8087 | 36104.8087 | 0% | 0 | 0 | 0 | 0 | Asset replacement and renewal | 0%
Renewals | c. Zone substations | Zone Substations | 13. Transformers | 4.1 Zone Substations | Power Transformers | 0 | Labour | 2025 | 2025 | Simple | 53572.4 | 0 | 0 | 53572.4 | 53572.4 | 1.1078 | 0 | 0 | 59345.7314 | 59345.7314 | 59345.7314 | 59345.7314 | 0% | 0 | 0 | 0 | 0 | Asset replacement and renewal | 8%
Renewals | c. Zone substations | Zone Substations | 13. Transformers | 4.1 Zone Substations | Power Transformers | 0 | Transformers | 2025 | 2025 | Simple | 80358.6 | 0 | 0 | 80358.6 | 80358.6 | 0.97314 | 0 | 0 | 78200.0925 | 78200.0925 | 78200.0925 | 78200.0925 | 0% | 0 | 0 | 0 | 0 | Asset replacement and renewal | 8%
Renewals | c. Zone substations | Zone Substations | 14. 66/50/33/22/11 kV Indoor Switchgear Cubicle | 4.1 Zone Substations | Indoor Switchgear | 0 | Labour | 2025 | 2025 | Simple | 383040 | 0 | 0 | 383040 | 383040 | 1.1078 | 0 | 0 | 424319.0331 | 424319.0331 | 424319.0331 | 424319.0331 | 0% | 0 | 0 | 0 | 0 | Asset replacement and renewal | 8%
Renewals | c. Zone substations | Zone Substations | 14. 66/50/33/22/11 kV Indoor Switchgear Cubicle | 4.1 Zone Substations | Indoor Switchgear | 0 | Switchgear | 2025 | 2025 | Simple | 574560 | 0 | 0 | 574560 | 574560 | 1.0057 | 0 | 0 | 577855.1596 | 577855.1596 | 577855.1596 | 577855.1596 | 0% | 0 | 0 | 0 | 0 | Asset replacement and renewal | 8%
Renewals | c. Zone substations | Secondary Systems | 23. DC Supplies, Batteries and Inverters | 4.1 Zone Substations | DC Systems | 0 | Labour | 2025 | 2025 | Simple | 62562.6414 | 0 | 0 | 62562.6414 | 62562.6414 | 1.1078 | 0 | 0 | 69304.8233 | 69304.8233 | 69304.8233 | 69304.8233 | 0% | 0 | 0 | 0 | 0 | Asset replacement and renewal | 8%
Renewals | c. Zone substations | Secondary Systems | 23. DC Supplies, Batteries and Inverters | 4.1 Zone Substations | DC Systems | 0 | Other | 2025 | 2025 | Simple | 15640.6603 | 0 | 0 | 15640.6603 | 15640.6603 | 1.0859 | 0 | 0 | 16983.5504 | 16983.5504 | 16983.5504 | 16983.5504 | 0% | 0 | 0 | 0 | 0 | Asset replacement and renewal | 8%
Renewals | e. Distribution and LV cables | Cables | 29. HV XLPE installed in or after 1985 | 4.1 Zone Substations | Distribution Cables | 0 | Labour | 2025 | 2025 | Simple | 5818.75 | 0 | 0 | 5818.75 | 5818.75 | 1.1078 | 0 | 0 | 6445.8186 | 6445.8186 | 6445.8186 | 6445.8186 | 0% | 0 | 0 | 0 | 0 | Asset replacement and renewal | 8%
Renewals | e. Distribution and LV cables | Cables | 29. HV XLPE installed in or after 1985 | 4.1 Zone Substations | Distribution Cables | 0 | Cables | 2025 | 2025 | Simple | 2493.75 | 0 | 0 | 2493.75 | 2493.75 | 1.0954 | 0 | 0 | 2731.5725 | 2731.5725 | 2731.5725 | 2731.5725 | 0% | 0 | 0 | 0 | 0 | Asset replacement and renewal | 8%
Renewals | g. Distribution switchgear | Distribution Switchgear | 36. Ring Main Unit – 3 Way | 4.1 Zone Substations | Ground Mounted Switchgear | 0 | Labour | 2025 | 2025 | Simple | 19950 | 0 | 0 | 19950 | 19950 | 1.1078 | 0 | 0 | 22099.9496 | 22099.9496 | 22099.9496 | 22099.9496 | 0% | 0 | 0 | 0 | 0 | Asset replacement and renewal | 8%
Renewals | g. Distribution switchgear | Distribution Switchgear | 36. Ring Main Unit – 3 Way | 4.1 Zone Substations | Ground Mounted Switchgear | 0 | Switchgear | 2025 | 2025 | Simple | 79800 | 0 | 0 | 79800 | 79800 | 1.0057 | 0 | 0 | 80257.6611 | 80257.6611 | 80257.6611 | 80257.6611 | 0% | 0 | 0 | 0 | 0 | Asset replacement and renewal | 8%
Renewals | f. Distribution substations and transformers | Distribution Transformers | 39. Ground Mounted, 22/0 | 4.1 Zone Substations | Ground Mounted Distribution Transformers | 0 | Labour | 2025 | 2025 | Simple | 12129.6 | 0 | 0 | 12129.6 | 12129.6 | 1.1078 | 0 | 0 | 13436.7694 | 13436.7694 | 13436.7694 | 13436.7694 | 0% | 0 | 0 | 0 | 0 | Asset replacement and renewal | 8%
Renewals | f. Distribution substations and transformers | Distribution Transformers | 39. Ground Mounted, 22/0 | 4.1 Zone Substations | Ground Mounted Distribution Transformers | 0 | Transformers | 2025 | 2025 | Simple | 48518.4 | 0 | 0 | 48518.4 | 48518.4 | 0.97314 | 0 | 0 | 47215.1502 | 47215.1502 | 47215.1502 | 47215.1502 | 0% | 0 | 0 | 0 | 0 | Asset replacement and renewal | 8%
Renewals | h. Other network assets | Secondary Systems | 50. SCADA and Comms (Central Facilities and / or wider Network Communications Equipment) | 4.1 Zone Substations | Remote Terminal Units | 0 | Labour | 2025 | 2025 | Simple | 78204 | 0 | 0 | 78204 | 78204 | 1.1078 | 0 | 0 | 86631.8026 | 86631.8026 | 86631.8026 | 86631.8026 | 0% | 0 | 0 | 0 | 0 | Asset replacement and renewal | 10%
Renewals | h. Other network assets | Secondary Systems | 50. SCADA and Comms (Central Facilities and / or wider Network Communications Equipment) | 4.1 Zone Substations | Remote Terminal Units | 0 | Other | 2025 | 2025 | Simple | 19551 | 0 | 0 | 19551 | 19551 | 1.0859 | 0 | 0 | 21229.6275 | 21229.6275 | 21229.6275 | 21229.6275 | 0% | 0 | 0 | 0 | 0 | Asset replacement and renewal | 10%
Renewals | c. Zone substations | Zone Substations | 12. Site Development and Buildings | 4.1 Zone Substations | Buildings and Grounds | 0 | Labour | 2025 | 2025 | Simple | 534992.5 | 0 | 0 | 534992.5 | 534992.5 | 1.1078 | 0 | 0 | 592646.9829 | 592646.9829 | 592646.9829 | 592646.9829 | 0% | 0 | 0 | 0 | 0 | Asset replacement and renewal | 0%
Renewals | c. Zone substations | Zone Substations | 12. Site Development and Buildings | 4.1 Zone Substations | Buildings and Grounds | 0 | Other | 2025 | 2025 | Simple | 534992.5 | 0 | 0 | 534992.5 | 534992.5 | 1.0859 | 0 | 0 | 580926.372 | 580926.372 | 580926.372 | 580926.372 | 0% | 0 | 0 | 0 | 0 | Asset replacement and renewal | 0%
Renewals | c. Zone substations | Zone Substations | 13. Transformers | 4.1 Zone Substations | Power Transformers | 0 | Labour | 2025 | 2025 | Simple | 306964 | 0 | 0 | 306964 | 306964 | 1.1078 | 0 | 0 | 340044.5585 | 340044.5585 | 340044.5585 | 340044.5585 | 0% | 0 | 0 | 0 | 0 | Asset replacement and renewal | 8%
Renewals | c. Zone substations | Zone Substations | 13. Transformers | 4.1 Zone Substations | Power Transformers | 0 | Transformers | 2025 | 2025 | Simple | 460446 | 0 | 0 | 460446 | 460446 | 0.97314 | 0 | 0 | 448077.988 | 448077.988 | 448077.988 | 448077.988 | 0% | 0 | 0 | 0 | 0 | Asset replacement and renewal | 8%
Renewals | c. Zone substations | Zone Substations | 14. 66/50/33/22/11 kV Indoor Switchgear Cubicle | 4.1 Zone Substations | Indoor Switchgear | 0 | Labour | 2025 | 2025 | Simple | 432516 | 0 | 0 | 432516 | 432516 | 1.1078 | 0 | 0 | 479126.9082 | 479126.9082 | 479126.9082 | 479126.9082 | 0% | 0 | 0 | 0 | 0 | Asset replacement and renewal | 8%
Renewals | c. Zone substations | Zone Substations | 14. 66/50/33/22/11 kV Indoor Switchgear Cubicle | 4.1 Zone Substations | Indoor Switchgear | 0 | Switchgear | 2025 | 2025 | Simple | 648774 | 0 | 0 | 648774 | 648774 | 1.0057 | 0 | 0 | 652494.7844 | 652494.7844 | 652494.7844 | 652494.7844 | 0% | 0 | 0 | 0 | 0 | Asset replacement and renewal | 8%
Renewals | c. Zone substations | Secondary Systems | 19. Circuit/Transformer/Feeder/Bus Section/Coupler Protection & Controls - Digital | 4.1 Zone Substations | Protection | 0 | Labour | 2025 | 2025 | Simple | 237218.8 | 0 | 0 | 237218.8 | 237218.8 | 1.1078 | 0 | 0 | 262783.1345 | 262783.1345 | 262783.1345 | 262783.1345 | 0% | 0 | 0 | 0 | 0 | Asset replacement and renewal | 8%
Renewals | c. Zone substations | Secondary Systems | 19. Circuit/Transformer/Feeder/Bus Section/Coupler Protection & Controls - Digital | 4.1 Zone Substations | Protection | 0 | Other | 2025 | 2025 | Simple | 59304.7 | 0 | 0 | 59304.7 | 59304.7 | 1.0859 | 0 | 0 | 64396.5368 | 64396.5368 | 64396.5368 | 64396.5368 | 0% | 0 | 0 | 0 | 0 | Asset replacement and renewal | 8%
Renewals | c. Zone substations | Secondary Systems | 23. DC Supplies, Batteries and Inverters | 4.1 Zone Substations | DC Systems | 0 | Labour | 2025 | 2025 | Simple | 59105.2 | 0 | 0 | 59105.2 | 59105.2 | 1.1078 | 0 | 0 | 65474.7841 | 65474.7841 | 65474.7841 | 65474.7841 | 0% | 0 | 0 | 0 | 0 | Asset replacement and renewal | 8%
Renewals | c. Zone substations | Secondary Systems | 23. DC Supplies, Batteries and Inverters | 4.1 Zone Substations | DC Systems | 0 | Other | 2025 | 2025 | Simple | 14776.3 | 0 | 0 | 14776.3 | 14776.3 | 1.0859 | 0 | 0 | 16044.977 | 16044.977 | 16044.977 | 16044.977 | 0% | 0 | 0 | 0 | 0 | Asset replacement and renewal | 8%
Renewals | e. Distribution and LV cables | Cables | 29. HV XLPE installed in or after 1985 | 4.1 Zone Substations | Distribution Cables | 0 | Labour | 2025 | 2025 | Simple | 140999.95 | 0 | 0 | 140999.95 | 140999.95 | 1.1078 | 0 | 0 | 156195.0774 | 156195.0774 | 156195.0774 | 156195.0774 | 0% | 0 | 0 | 0 | 0 | Asset replacement and renewal | 8%
Renewals | e. Distribution and LV cables | Cables | 29. HV XLPE installed in or after 1985 | 4.1 Zone Substations | Distribution Cables | 0 | Cables | 2025 | 2025 | Simple | 60428.55 | 0 | 0 | 60428.55 | 60428.55 | 1.0954 | 0 | 0 | 66191.466 | 66191.466 | 66191.466 | 66191.466 | 0% | 0 | 0 | 0 | 0 | Asset replacement and renewal | 8%
Renewals | g. Distribution switchgear | Distribution Switchgear | 36. Ring Main Unit – 3 Way | 4.1 Zone Substations | Ground Mounted Switchgear | 0 | Labour | 2025 | 2025 | Simple | 9975 | 0 | 0 | 9975 | 9975 | 1.1078 | 0 | 0 | 11049.9748 | 11049.9748 | 11049.9748 | 11049.9748 | 0% | 0 | 0 | 0 | 0 | Asset replacement and renewal | 8%
Renewals | g. Distribution switchgear | Distribution Switchgear | 36. Ring Main Unit – 3 Way | 4.1 Zone Substations | Ground Mounted Switchgear | 0 | Switchgear | 2025 | 2025 | Simple | 39900 | 0 | 0 | 39900 | 39900 | 1.0057 | 0 | 0 | 40128.8305 | 40128.8305 | 40128.8305 | 40128.8305 | 0% | 0 | 0 | 0 | 0 | Asset replacement and renewal | 8%
Renewals | f. Distribution substations and transformers | Distribution Transformers | 39. Ground Mounted, 22/0 | 4.1 Zone Substations | Ground Mounted Distribution Transformers | 0 | Labour | 2025 | 2025 | Simple | 6064.8 | 0 | 0 | 6064.8 | 6064.8 | 1.1078 | 0 | 0 | 6718.3847 | 6718.3847 | 6718.3847 | 6718.3847 | 0% | 0 | 0 | 0 | 0 | Asset replacement and renewal | 8%
Renewals | f. Distribution substations and transformers | Distribution Transformers | 39. Ground Mounted, 22/0 | 4.1 Zone Substations | Ground Mounted Distribution Transformers | 0 | Transformers | 2025 | 2025 | Simple | 24259.2 | 0 | 0 | 24259.2 | 24259.2 | 0.97314 | 0 | 0 | 23607.5751 | 23607.5751 | 23607.5751 | 23607.5751 | 0% | 0 | 0 | 0 | 0 | Asset replacement and renewal | 8%
Renewals | b. Subtransmission cables | Cables | 4. Subtransmission XLPE installed in or after 1985 | 4.1 Zone Substations | Subtransmission Cables | 0 | Labour | 2025 | 2025 | Simple | 96451.6 | 0 | 0 | 96451.6 | 96451.6 | 1.1078 | 0 | 0 | 106845.8899 | 106845.8899 | 106845.8899 | 106845.8899 | 0% | 0 | 0 | 0 | 0 | Asset replacement and renewal | 8%
Renewals | b. Subtransmission cables | Cables | 4. Subtransmission XLPE installed in or after 1985 | 4.1 Zone Substations | Subtransmission Cables | 0 | Cables | 2025 | 2025 | Simple | 41336.4 | 0 | 0 | 41336.4 | 41336.4 | 1.0954 | 0 | 0 | 45278.5466 | 45278.5466 | 45278.5466 | 45278.5466 | 0% | 0 | 0 | 0 | 0 | Asset replacement and renewal | 8%
Renewals | h. Other network assets | Secondary Systems | 50. SCADA and Comms (Central Facilities and / or wider Network Communications Equipment) | 4.1 Zone Substations | Remote Terminal Units | 0 | Labour | 2025 | 2025 | Simple | 44688 | 0 | 0 | 44688 | 44688 | 1.1078 | 0 | 0 | 49503.8872 | 49503.8872 | 49503.8872 | 49503.8872 | 0% | 0 | 0 | 0 | 0 | Asset replacement and renewal | 10%
Renewals | h. Other network assets | Secondary Systems | 50. SCADA and Comms (Central Facilities and / or wider Network Communications Equipment) | 4.1 Zone Substations | Remote Terminal Units | 0 | Other | 2025 | 2025 | Simple | 11172 | 0 | 0 | 11172 | 11172 | 1.0859 | 0 | 0 | 12131.2157 | 12131.2157 | 12131.2157 | 12131.2157 | 0% | 0 | 0 | 0 | 0 | Asset replacement and renewal | 10%
Renewals | c. Zone substations | Zone Substations | 13. Transformers | 4.1 Zone Substations | Power Transformers | 0 | Labour | 2025 | 2025 | Simple | 491142.4 | 0 | 0 | 491142.4 | 491142.4 | 1.1078 | 0 | 0 | 544071.2936 | 544071.2936 | 544071.2936 | 544071.2936 | 0% | 0 | 0 | 0 | 0 | Asset replacement and renewal | 8%
Renewals | c. Zone substations | Zone Substations | 13. Transformers | 4.1 Zone Substations | Power Transformers | 0 | Transformers | 2025 | 2025 | Simple | 736713.6 | 0 | 0 | 736713.6 | 736713.6 | 0.97314 | 0 | 0 | 716924.7808 | 716924.7808 | 716924.7808 | 716924.7808 | 0% | 0 | 0 | 0 | 0 | Asset replacement and renewal | 8%
Renewals | c. Zone substations | Zone Substations | 16. 66/50/33/22/11 kV Outdoor Circuit Breakers | 4.1 Zone Substations | Outdoor Switchgear | 0 | Labour | 2025 | 2025 | Simple | 25137 | 0 | 0 | 25137 | 25137 | 1.1078 | 0 | 0 | 27845.9365 | 27845.9365 | 27845.9365 | 27845.9365 | 0% | 0 | 0 | 0 | 0 | Asset replacement and renewal | 8%
Renewals | c. Zone substations | Zone Substations | 16. 66/50/33/22/11 kV Outdoor Circuit Breakers | 4.1 Zone Substations | Outdoor Switchgear | 0 | Switchgear | 2025 | 2025 | Simple | 100548 | 0 | 0 | 100548 | 100548 | 1.0057 | 0 | 0 | 101124.6529 | 101124.6529 | 101124.6529 | 101124.6529 | 0% | 0 | 0 | 0 | 0 | Asset replacement and renewal | 8%
Renewals | c. Zone substations | Secondary Systems | 19. Circuit/Transformer/Feeder/Bus Section/Coupler Protection & Controls - Digital | 4.1 Zone Substations | Protection | 0 | Labour | 2025 | 2025 | Simple | 123636.8 | 0 | 0 | 123636.8 | 123636.8 | 1.1078 | 0 | 0 | 136960.7546 | 136960.7546 | 136960.7546 | 136960.7546 | 0% | 0 | 0 | 0 | 0 | Asset replacement and renewal | 8%
Renewals | c. Zone substations | Secondary Systems | 19. Circuit/Transformer/Feeder/Bus Section/Coupler Protection & Controls - Digital | 4.1 Zone Substations | Protection | 0 | Other | 2025 | 2025 | Simple | 30909.2 | 0 | 0 | 30909.2 | 30909.2 | 1.0859 | 0 | 0 | 33563.0302 | 33563.0302 | 33563.0302 | 33563.0302 | 0% | 0 | 0 | 0 | 0 | Asset replacement and renewal | 8%
Renewals | e. Distribution and LV cables | Cables | 29. HV XLPE installed in or after 1985 | 4.1 Zone Substations | Distribution Cables | 0 | Labour | 2025 | 2025 | Simple | 24438.75 | 0 | 0 | 24438.75 | 24438.75 | 1.1078 | 0 | 0 | 27072.4383 | 27072.4383 | 27072.4383 | 27072.4383 | 0% | 0 | 0 | 0 | 0 | Asset replacement and renewal | 8%
Renewals | e. Distribution and LV cables | Cables | 29. HV XLPE installed in or after 1985 | 4.1 Zone Substations | Distribution Cables | 0 | Cables | 2025 | 2025 | Simple | 10473.75 | 0 | 0 | 10473.75 | 10473.75 | 1.0954 | 0 | 0 | 11472.6047 | 11472.6047 | 11472.6047 | 11472.6047 | 0% | 0 | 0 | 0 | 0 | Asset replacement and renewal | 8%
Renewals | c. Zone substations | Zone Substations | 13. Transformers | 4.1 Zone Substations | Power Transformers | 0 | Labour | 2025 | 2025 | Simple | 723360.4 | 0 | 0 | 723360.4 | 723360.4 | 1.1078 | 0 | 0 | 801314.7074 | 801314.7074 | 801314.7074 | 801314.7074 | 0% | 0 | 0 | 0 | 0 | Asset replacement and renewal | 8%
Renewals | c. Zone substations | Zone Substations | 13. Transformers | 4.1 Zone Substations | Power Transformers | 0 | Transformers | 2025 | 2025 | Simple | 1085040.6 | 0 | 0 | 1085040.6 | 1085040.6 | 0.97314 | 0 | 0 | 1055895.3904 | 1055895.3904 | 1055895.3904 | 1055895.3904 | 0% | 0 | 0 | 0 | 0 | Asset replacement and renewal | 8%
Renewals | c. Zone substations | Zone Substations | 17. Outdoor Switchgear | 4.1 Zone Substations | Outdoor Switchgear | 0 | Labour | 2025 | 2025 | Simple | 19684 | 0 | 0 | 19684 | 19684 | 1.1078 | 0 | 0 | 21805.2836 | 21805.2836 | 21805.2836 | 21805.2836 | 0% | 0 | 0 | 0 | 0 | Asset replacement and renewal | 8%
Renewals | c. Zone substations | Zone Substations | 17. Outdoor Switchgear | 4.1 Zone Substations | Outdoor Switchgear | 0 | Switchgear | 2025 | 2025 | Simple | 78736 | 0 | 0 | 78736 | 78736 | 1.0057 | 0 | 0 | 79187.5589 | 79187.5589 | 79187.5589 | 79187.5589 | 0% | 0 | 0 | 0 | 0 | Asset replacement and renewal | 8%
Renewals | f. Distribution substations and transformers | Distribution Transformers | 39. Ground Mounted, 22/0 | 4.1 Zone Substations | Ground Mounted Distribution Transformers | 0 | Labour | 2025 | 2025 | Simple | 12129.6 | 0 | 0 | 12129.6 | 12129.6 | 1.1078 | 0 | 0 | 13436.7694 | 13436.7694 | 13436.7694 | 13436.7694 | 0% | 0 | 0 | 0 | 0 | Asset replacement and renewal | 8%
Renewals | f. Distribution substations and transformers | Distribution Transformers | 39. Ground Mounted, 22/0 | 4.1 Zone Substations | Ground Mounted Distribution Transformers | 0 | Transformers | 2025 | 2025 | Simple | 48518.4 | 0 | 0 | 48518.4 | 48518.4 | 0.97314 | 0 | 0 | 47215.1502 | 47215.1502 | 47215.1502 | 47215.1502 | 0% | 0 | 0 | 0 | 0 | Asset replacement and renewal | 8%
Renewals | b. Subtransmission cables | Cables | 4. Subtransmission XLPE installed in or after 1985 | 3.1 Subtransmission Cables | Subtransmission Cables | 0 | Cables | 2025 | 2026 | Complex | 812592 | 0 | 0 | 812592 | 812592 | 1.0954 | 0 | 0 | 890086.8174 | 890086.8174 | 890086.8174 | 890086.8174 | 3.557% | 28901.4214 | 31657.676 | 921744.4933 | 921744.4933 | Asset replacement and renewal | 8%
Renewals | b. Subtransmission cables | Cables | 4. Subtransmission XLPE installed in or after 1985 | 3.1 Subtransmission Cables | Subtransmission Cables | 0 | Labour | 2025 | 2026 | Complex | 1896048 | 0 | 0 | 1896048 | 1896048 | 1.1078 | 0 | 0 | 2100379.214 | 2100379.214 | 2100379.214 | 2100379.214 | 3.557% | 67436.65 | 74704.0887 | 2175083.3027 | 2175083.3027 | Asset replacement and renewal | 8%
Renewals | c. Zone substations | Zone Substations | 12. Site Development and Buildings | 4.1 Zone Substations | Buildings and Grounds | 0 | Labour | 2025 | 2026 | Complex | 163305 | 0 | 0 | 163305 | 163305 | 1.1078 | 0 | 0 | 180903.8735 | 180903.8735 | 180903.8735 | 180903.8735 | 3.557% | 5808.2613 | 6434.1996 | 187338.0731 | 187338.0731 | Asset replacement and renewal | 0%
Renewals | c. Zone substations | Zone Substations | 12. Site Development and Buildings | 4.1 Zone Substations | Buildings and Grounds | 0 | Other | 2025 | 2026 | Complex | 163305 | 0 | 0 | 163305 | 163305 | 1.0859 | 0 | 0 | 177326.189 | 177326.189 | 177326.189 | 177326.189 | 3.557% | 5808.2613 | 6306.9522 | 183633.1412 | 183633.1412 | Asset replacement and renewal | 0%
Renewals | c. Zone substations | Zone Substations | 13. Transformers | 4.1 Zone Substations | Power Transformers | 0 | Labour | 2025 | 2026 | Complex | 124339.8 | 0 | 0 | 124339.8 | 124339.8 | 1.1078 | 0 | 0 | 137739.5147 | 137739.5147 | 137739.5147 | 137739.5147 | 3.557% | 4422.3878 | 4898.9748 | 142638.4896 | 142638.4896 | Asset replacement and renewal | 8%
Renewals | c. Zone substations | Zone Substations | 13. Transformers | 4.1 Zone Substations | Power Transformers | 0 | Transformers | 2025 | 2026 | Complex | 186509.7 | 0 | 0 | 186509.7 | 186509.7 | 0.97314 | 0 | 0 | 181499.8743 | 181499.8743 | 181499.8743 | 181499.8743 | 3.557% | 6633.5817 | 6455.3975 | 187955.2718 | 187955.2718 | Asset replacement and renewal | 8%
Renewals | c. Zone substations | Zone Substations | 14. 66/50/33/22/11 kV Indoor Switchgear Cubicle | 4.1 Zone Substations | Indoor Switchgear | 0 | Labour | 2025 | 2026 | Complex | 41040 | 0 | 0 | 41040 | 41040 | 1.1078 | 0 | 0 | 45462.7536 | 45462.7536 | 45462.7536 | 45462.7536 | 3.557% | 1459.6677 | 1616.9716 | 47079.7252 | 47079.7252 | Asset replacement and renewal | 8%
Renewals | c. Zone substations | Zone Substations | 14. 66/50/33/22/11 kV Indoor Switchgear Cubicle | 4.1 Zone Substations | Indoor Switchgear | 0 | Switchgear | 2025 | 2026 | Complex | 61560 | 0 | 0 | 61560 | 61560 | 1.0057 | 0 | 0 | 61913.0528 | 61913.0528 | 61913.0528 | 61913.0528 | 3.557% | 2189.5016 | 2202.0586 | 64115.1115 | 64115.1115 | Asset replacement and renewal | 8%
Renewals | c. Zone substations | Zone Substations | 16. 66/50/33/22/11 kV Outdoor Circuit Breakers | 4.1 Zone Substations | Outdoor Switchgear | 0 | Labour | 2025 | 2026 | Complex | 9576 | 0 | 0 | 9576 | 9576 | 1.1078 | 0 | 0 | 10607.9758 | 10607.9758 | 10607.9758 | 10607.9758 | 3.557% | 340.5891 | 377.2934 | 10985.2692 | 10985.2692 | Asset replacement and renewal | 8%
Renewals | c. Zone substations | Zone Substations | 16. 66/50/33/22/11 kV Outdoor Circuit Breakers | 4.1 Zone Substations | Outdoor Switchgear | 0 | Switchgear | 2025 | 2026 | Complex | 38304 | 0 | 0 | 38304 | 38304 | 1.0057 | 0 | 0 | 38523.6773 | 38523.6773 | 38523.6773 | 38523.6773 | 3.557% | 1362.3566 | 1370.1698 | 39893.8471 | 39893.8471 | Asset replacement and renewal | 8%
Renewals | c. Zone substations | Secondary Systems | 23. DC Supplies, Batteries and Inverters | 4.1 Zone Substations | DC Systems | 0 | Labour | 2025 | 2026 | Complex | 25330.8 | 0 | 0 | 25330.8 | 25330.8 | 1.1078 | 0 | 0 | 28060.6218 | 28060.6218 | 28060.6218 | 28060.6218 | 3.557% | 900.9394 | 998.0308 | 29058.6526 | 29058.6526 | Asset replacement and renewal | 8%
Renewals | c. Zone substations | Secondary Systems | 23. DC Supplies, Batteries and Inverters | 4.1 Zone Substations | DC Systems | 0 | Other | 2025 | 2026 | Complex | 6332.7 | 0 | 0 | 6332.7 | 6332.7 | 1.0859 | 0 | 0 | 6876.4187 | 6876.4187 | 6876.4187 | 6876.4187 | 3.557% | 225.2348 | 244.5733 | 7120.992 | 7120.992 | Asset replacement and renewal | 8%
Renewals | e. Distribution and LV cables | Cables | 29. HV XLPE installed in or after 1985 | 4.1 Zone Substations | Distribution Cables | 0 | Labour | 2025 | 2026 | Complex | 14962.5 | 0 | 0 | 14962.5 | 14962.5 | 1.1078 | 0 | 0 | 16574.9622 | 16574.9622 | 16574.9622 | 16574.9622 | 3.557% | 532.1705 | 589.5209 | 17164.4831 | 17164.4831 | Asset replacement and renewal | 8%
Renewals | e. Distribution and LV cables | Cables | 29. HV XLPE installed in or after 1985 | 4.1 Zone Substations | Distribution Cables | 0 | Cables | 2025 | 2026 | Complex | 6412.5 | 0 | 0 | 6412.5 | 6412.5 | 1.0954 | 0 | 0 | 7024.0437 | 7024.0437 | 7024.0437 | 7024.0437 | 3.557% | 228.0731 | 249.8238 | 7273.8675 | 7273.8675 | Asset replacement and renewal | 8%
Renewals | f. Distribution substations and transformers | Distribution Transformers | 39. Ground Mounted, 22/0 | 4.1 Zone Substations | Ground Mounted Distribution Transformers | 0 | Labour | 2025 | 2026 | Complex | 2599.2 | 0 | 0 | 2599.2 | 2599.2 | 1.1078 | 0 | 0 | 2879.3077 | 2879.3077 | 2879.3077 | 2879.3077 | 3.557% | 92.4456 | 102.4082 | 2981.7159 | 2981.7159 | Asset replacement and renewal | 8%
Renewals | f. Distribution substations and transformers | Distribution Transformers | 39. Ground Mounted, 22/0 | 4.1 Zone Substations | Ground Mounted Distribution Transformers | 0 | Transformers | 2025 | 2026 | Complex | 10396.8 | 0 | 0 | 10396.8 | 10396.8 | 0.97314 | 0 | 0 | 10117.5322 | 10117.5322 | 10117.5322 | 10117.5322 | 3.557% | 369.7825 | 359.8498 | 10477.382 | 10477.382 | Asset replacement and renewal | 8%
Renewals | h. Other network assets | Secondary Systems | 50. SCADA and Comms (Central Facilities and / or wider Network Communications Equipment) | 4.1 Zone Substations | Remote Terminal Units | 0 | Labour | 2025 | 2026 | Complex | 19152 | 0 | 0 | 19152 | 19152 | 1.1078 | 0 | 0 | 21215.9517 | 21215.9517 | 21215.9517 | 21215.9517 | 3.557% | 681.1783 | 754.5868 | 21970.5384 | 21970.5384 | Asset replacement and renewal | 10%
Renewals | h. Other network assets | Secondary Systems | 50. SCADA and Comms (Central Facilities and / or wider Network Communications Equipment) | 4.1 Zone Substations | Remote Terminal Units | 0 | Other | 2025 | 2026 | Complex | 4788 | 0 | 0 | 4788 | 4788 | 1.0859 | 0 | 0 | 5199.0925 | 5199.0925 | 5199.0925 | 5199.0925 | 3.557% | 170.2946 | 184.9159 | 5384.0083 | 5384.0083 | Asset replacement and renewal | 10%
Renewals | c. Zone substations | Zone Substations | 13. Transformers | 4.1 Zone Substations | Power Transformers | 0 | Labour | 2025 | 2026 | Complex | 103249.8 | 0 | 0 | 103249.8 | 103249.8 | 1.1078 | 0 | 0 | 114376.7108 | 114376.7108 | 114376.7108 | 114376.7108 | 3.557% | 3672.2808 | 4068.0311 | 118444.7419 | 118444.7419 | Asset replacement and renewal | 8%
Renewals | c. Zone substations | Zone Substations | 13. Transformers | 4.1 Zone Substations | Power Transformers | 0 | Transformers | 2025 | 2026 | Complex | 154874.7 | 0 | 0 | 154874.7 | 154874.7 | 0.97314 | 0 | 0 | 150714.6201 | 150714.6201 | 150714.6201 | 150714.6201 | 3.557% | 5508.4212 | 5360.4598 | 156075.0799 | 156075.0799 | Asset replacement and renewal | 8%
Other Network Capex | a. Subtransmission lines | Support Structures | 1. Subtransmission concrete or steel pole | 11 Asset relocations (net) | Poles | 0 | Other | 2026 | 2026 | Simple | 6202.55 | 9303.825 | 0 | 6202.55 | 15506.375 | 1.1052 | 0 | 10282.5104 | 6855.0069 | 17137.5173 | 6855.0069 | 17137.5173 | 0% | 0 | 0 | 0 | 0 | Asset relocations and undergrounding | 8%
Other Network Capex | a. Subtransmission lines | Support Structures | 1. Subtransmission concrete or steel pole | 11 Asset relocations (net) | Poles | 0 | Labour | 2026 | 2026 | Simple | 6202.55 | 9303.825 | 0 | 6202.55 | 15506.375 | 1.1347 | 0 | 10557.1571 | 7038.1048 | 17595.2619 | 7038.1048 | 17595.2619 | 0% | 0 | 0 | 0 | 0 | Asset relocations and undergrounding | 8%
Other Network Capex | a. Subtransmission lines | Support Structures | 2. Subtransmission wood pole | 11 Asset relocations (net) | Poles | 0 | Other | 2026 | 2026 | Simple | 6202.55 | 9303.825 | 0 | 6202.55 | 15506.375 | 1.1052 | 0 | 10282.5104 | 6855.0069 | 17137.5173 | 6855.0069 | 17137.5173 | 0% | 0 | 0 | 0 | 0 | Asset relocations and undergrounding | 10%
Other Network Capex | a. Subtransmission lines | Support Structures | 2. Subtransmission wood pole | 11 Asset relocations (net) | Poles | 0 | Labour | 2026 | 2026 | Simple | 6202.55 | 9303.825 | 0 | 6202.55 | 15506.375 | 1.1347 | 0 | 10557.1571 | 7038.1048 | 17595.2619 | 7038.1048 | 17595.2619 | 0% | 0 | 0 | 0 | 0 | Asset relocations and undergrounding | 10%
Other Network Capex | d. Distribution and LV lines | Support Structures | 25. HV concrete or steel pole | 11 Asset relocations (net) | Poles | 0 | Other | 2026 | 2026 | Simple | 24810.2 | 37215.3 | 0 | 24810.2 | 62025.5 | 1.1052 | 0 | 41130.0415 | 27420.0277 | 68550.0691 | 27420.0277 | 68550.0691 | 0% | 0 | 0 | 0 | 0 | Asset relocations and undergrounding | 8%
Other Network Capex | d. Distribution and LV lines | Support Structures | 25. HV concrete or steel pole | 11 Asset relocations (net) | Poles | 0 | Labour | 2026 | 2026 | Simple | 24810.2 | 37215.3 | 0 | 24810.2 | 62025.5 | 1.1347 | 0 | 42228.6286 | 28152.419 | 70381.0476 | 28152.419 | 70381.0476 | 0% | 0 | 0 | 0 | 0 | Asset relocations and undergrounding | 8%
Other Network Capex | d. Distribution and LV lines | Support Structures | 26. HV wood pole | 11 Asset relocations (net) | Poles | 0 | Other | 2026 | 2026 | Simple | 24810.2 | 37215.3 | 0 | 24810.2 | 62025.5 | 1.1052 | 0 | 41130.0415 | 27420.0277 | 68550.0691 | 27420.0277 | 68550.0691 | 0% | 0 | 0 | 0 | 0 | Asset relocations and undergrounding | 10%
Other Network Capex | d. Distribution and LV lines | Support Structures | 26. HV wood pole | 11 Asset relocations (net) | Poles | 0 | Labour | 2026 | 2026 | Simple | 24810.2 | 37215.3 | 0 | 24810.2 | 62025.5 | 1.1347 | 0 | 42228.6286 | 28152.419 | 70381.0476 | 28152.419 | 70381.0476 | 0% | 0 | 0 | 0 | 0 | Asset relocations and undergrounding | 10%
Other Network Capex | d. Distribution and LV lines | Support Structures | 41. LV Concrete pole | 11 Asset relocations (net) | Poles | 0 | Other | 2026 | 2026 | Simple | 1127.65 | 1691.475 | 0 | 1127.65 | 2819.125 | 1.1052 | 0 | 1869.4042 | 1246.2694 | 3115.6736 | 1246.2694 | 3115.6736 | 0% | 0 | 0 | 0 | 0 | Asset relocations and undergrounding | 8%
Other Network Capex | d. Distribution and LV lines | Support Structures | 41. LV Concrete pole | 11 Asset relocations (net) | Poles | 0 | Labour | 2026 | 2026 | Simple | 1127.65 | 1691.475 | 0 | 1127.65 | 2819.125 | 1.1347 | 0 | 1919.3361 | 1279.5574 | 3198.8935 | 1279.5574 | 3198.8935 | 0% | 0 | 0 | 0 | 0 | Asset relocations and undergrounding | 8%
Other Network Capex | d. Distribution and LV lines | Support Structures | 42. LV Wood pole | 11 Asset relocations (net) | Poles | 0 | Other | 2026 | 2026 | Simple | 1127.65 | 1691.475 | 0 | 1127.65 | 2819.125 | 1.1052 | 0 | 1869.4042 | 1246.2694 | 3115.6736 | 1246.2694 | 3115.6736 | 0% | 0 | 0 | 0 | 0 | Asset relocations and undergrounding | 10%
Other Network Capex | d. Distribution and LV lines | Support Structures | 42. LV Wood pole | 11 Asset relocations (net) | Poles | 0 | Labour | 2026 | 2026 | Simple | 1127.65 | 1691.475 | 0 | 1127.65 | 2819.125 | 1.1347 | 0 | 1919.3361 | 1279.5574 | 3198.8935 | 1279.5574 | 3198.8935 | 0% | 0 | 0 | 0 | 0 | Asset relocations and undergrounding | 10%
Other Network Capex | a. Subtransmission lines | Support Structures | 1. Subtransmission concrete or steel pole | 11 Asset relocations (net) | Crossarms | 0 | Other | 2026 | 2026 | Simple | 1691.475 | 2537.2125 | 0 | 1691.475 | 4228.6875 | 1.1052 | 0 | 2804.1063 | 1869.4042 | 4673.5104 | 1869.4042 | 4673.5104 | 0% | 0 | 0 | 0 | 0 | Asset relocations and undergrounding | 8%
Other Network Capex | a. Subtransmission lines | Support Structures | 1. Subtransmission concrete or steel pole | 11 Asset relocations (net) | Crossarms | 0 | Labour | 2026 | 2026 | Simple | 1691.475 | 2537.2125 | 0 | 1691.475 | 4228.6875 | 1.1347 | 0 | 2879.0042 | 1919.3361 | 4798.3403 | 1919.3361 | 4798.3403 | 0% | 0 | 0 | 0 | 0 | Asset relocations and undergrounding | 8%
Other Network Capex | a. Subtransmission lines | Support Structures | 2. Subtransmission wood pole | 11 Asset relocations (net) | Crossarms | 0 | Other | 2026 | 2026 | Simple | 1691.475 | 2537.2125 | 0 | 1691.475 | 4228.6875 | 1.1052 | 0 | 2804.1063 | 1869.4042 | 4673.5104 | 1869.4042 | 4673.5104 | 0% | 0 | 0 | 0 | 0 | Asset relocations and undergrounding | 10%
Other Network Capex | a. Subtransmission lines | Support Structures | 2. Subtransmission wood pole | 11 Asset relocations (net) | Crossarms | 0 | Labour | 2026 | 2026 | Simple | 1691.475 | 2537.2125 | 0 | 1691.475 | 4228.6875 | 1.1347 | 0 | 2879.0042 | 1919.3361 | 4798.3403 | 1919.3361 | 4798.3403 | 0% | 0 | 0 | 0 | 0 | Asset relocations and undergrounding | 10%
Other Network Capex | d. Distribution and LV lines | Support Structures | 25. HV concrete or steel pole | 11 Asset relocations (net) | Crossarms | 0 | Other | 2026 | 2026 | Simple | 11277.45 | 16916.175 | 0 | 11277.45 | 28193.625 | 1.1052 | 0 | 18695.6166 | 12463.7444 | 31159.361 | 12463.7444 | 31159.361 | 0% | 0 | 0 | 0 | 0 | Asset relocations and undergrounding | 8%
Other Network Capex | d. Distribution and LV lines | Support Structures | 25. HV concrete or steel pole | 11 Asset relocations (net) | Crossarms | 0 | Labour | 2026 | 2026 | Simple | 11277.45 | 16916.175 | 0 | 11277.45 | 28193.625 | 1.1347 | 0 | 19194.9782 | 12796.6521 | 31991.6303 | 12796.6521 | 31991.6303 | 0% | 0 | 0 | 0 | 0 | Asset relocations and undergrounding | 8%
Other Network Capex | d. Distribution and LV lines | Support Structures | 26. HV wood pole | 11 Asset relocations (net) | Crossarms | 0 | Other | 2026 | 2026 | Simple | 11277.45 | 16916.175 | 0 | 11277.45 | 28193.625 | 1.1052 | 0 | 18695.6166 | 12463.7444 | 31159.361 | 12463.7444 | 31159.361 | 0% | 0 | 0 | 0 | 0 | Asset relocations and undergrounding | 10%
Other Network Capex | d. Distribution and LV lines | Support Structures | 26. HV wood pole | 11 Asset relocations (net) | Crossarms | 0 | Labour | 2026 | 2026 | Simple | 11277.45 | 16916.175 | 0 | 11277.45 | 28193.625 | 1.1347 | 0 | 19194.9782 | 12796.6521 | 31991.6303 | 12796.6521 | 31991.6303 | 0% | 0 | 0 | 0 | 0 | Asset relocations and undergrounding | 10%
Other Network Capex | d. Distribution and LV lines | Support Structures | 41. LV Concrete pole | 11 Asset relocations (net) | Crossarms | 0 | Other | 2026 | 2026 | Simple | 4511.075 | 6766.6125 | 0 | 4511.075 | 11277.6875 | 1.1052 | 0 | 7478.4041 | 4985.6027 | 12464.0069 | 4985.6027 | 12464.0069 | 0% | 0 | 0 | 0 | 0 | Asset relocations and undergrounding | 8%
Other Network Capex | d. Distribution and LV lines | Support Structures | 41. LV Concrete pole | 11 Asset relocations (net) | Crossarms | 0 | Labour | 2026 | 2026 | Simple | 4511.075 | 6766.6125 | 0 | 4511.075 | 11277.6875 | 1.1347 | 0 | 7678.153 | 5118.7686 | 12796.9216 | 5118.7686 | 12796.9216 | 0% | 0 | 0 | 0 | 0 | Asset relocations and undergrounding | 8%
Other Network Capex | d. Distribution and LV lines | Support Structures | 42. LV Wood pole | 11 Asset relocations (net) | Crossarms | 0 | Other | 2026 | 2026 | Simple | 4511.075 | 6766.6125 | 0 | 4511.075 | 11277.6875 | 1.1052 | 0 | 7478.4041 | 4985.6027 | 12464.0069 | 4985.6027 | 12464.0069 | 0% | 0 | 0 | 0 | 0 | Asset relocations and undergrounding | 10%
Other Network Capex | d. Distribution and LV lines | Support Structures | 42. LV Wood pole | 11 Asset relocations (net) | Crossarms | 0 | Labour | 2026 | 2026 | Simple | 4511.075 | 6766.6125 | 0 | 4511.075 | 11277.6875 | 1.1347 | 0 | 7678.153 | 5118.7686 | 12796.9216 | 5118.7686 | 12796.9216 | 0% | 0 | 0 | 0 | 0 | Asset relocations and undergrounding | 10%
Other Network Capex | g. Distribution switchgear | Distribution Switchgear | 36. Ring Main Unit – 3 Way | 11 Asset relocations (net) | Ground Mounted Switchgear | 0 | Switchgear | 2026 | 2026 | Simple | 10826.2 | 16239.3 | 0 | 10826.2 | 27065.5 | 1.0104 | 0 | 16407.5632 | 10938.3755 | 27345.9387 | 10938.3755 | 27345.9387 | 0% | 0 | 0 | 0 | 0 | Asset relocations and undergrounding | 8%
Other Network Capex | g. Distribution switchgear | Distribution Switchgear | 36. Ring Main Unit – 3 Way | 11 Asset relocations (net) | Ground Mounted Switchgear | 0 | Labour | 2026 | 2026 | Simple | 2706.55 | 4059.825 | 0 | 2706.55 | 6766.375 | 1.1347 | 0 | 4606.7301 | 3071.1534 | 7677.8835 | 3071.1534 | 7677.8835 | 0% | 0 | 0 | 0 | 0 | Asset relocations and undergrounding | 8%
Other Network Capex | g. Distribution switchgear | Distribution Switchgear | 32. 22 / 11 kV Load Break Switch (Excl Pole) | 11 Asset relocations (net) | Pole Mounted Switches | 0 | Other | 2026 | 2026 | Simple | 23005.77 | 34508.655 | 0 | 23005.77 | 57514.425 | 1.1052 | 0 | 38138.6798 | 25425.7866 | 63564.4664 | 25425.7866 | 63564.4664 | 0% | 0 | 0 | 0 | 0 | Asset relocations and undergrounding | 8%
Other Network Capex | g. Distribution switchgear | Distribution Switchgear | 32. 22 / 11 kV Load Break Switch (Excl Pole) | 11 Asset relocations (net) | Pole Mounted Switches | 0 | Labour | 2026 | 2026 | Simple | 15337.18 | 23005.77 | 0 | 15337.18 | 38342.95 | 1.1347 | 0 | 26104.9116 | 17403.2744 | 43508.186 | 17403.2744 | 43508.186 | 0% | 0 | 0 | 0 | 0 | Asset relocations and undergrounding | 8%
Other Network Capex | g. Distribution switchgear | Distribution Switchgear | 33. 22 / 11 kV Dropout Fuse 3ph, 2ph (Excl Pole) | 11 Asset relocations (net) | Pole Mount Fuses | 0 | Other | 2026 | 2026 | Simple | 20299.125 | 30448.6875 | 0 | 20299.125 | 50747.8125 | 1.1052 | 0 | 33651.6374 | 22434.4249 | 56086.0623 | 22434.4249 | 56086.0623 | 0% | 0 | 0 | 0 | 0 | Asset relocations and undergrounding | 8%
Other Network Capex | g. Distribution switchgear | Distribution Switchgear | 33. 22 / 11 kV Dropout Fuse 3ph, 2ph (Excl Pole) | 11 Asset relocations (net) | Pole Mount Fuses | 0 | Labour | 2026 | 2026 | Simple | 20299.125 | 30448.6875 | 0 | 20299.125 | 50747.8125 | 1.1347 | 0 | 34550.4756 | 23033.6504 | 57584.126 | 23033.6504 | 57584.126 | 0% | 0 | 0 | 0 | 0 | Asset relocations and undergrounding | 8%
Other Network Capex | e. Distribution and LV cables | Distribution Switchgear | 47. Link Pillars | 11 Asset relocations (net) | Low Voltage Enclosures | 0 | Other | 2026 | 2026 | Simple | 12405.1 | 18607.65 | 0 | 12405.1 | 31012.75 | 1.1052 | 0 | 20565.0207 | 13710.0138 | 34275.0346 | 13710.0138 | 34275.0346 | 0% | 0 | 0 | 0 | 0 | Asset relocations and undergrounding | 8%
Other Network Capex | e. Distribution and LV cables | Distribution Switchgear | 47. Link Pillars | 11 Asset relocations (net) | Low Voltage Enclosures | 0 | Labour | 2026 | 2026 | Simple | 12405.1 | 18607.65 | 0 | 12405.1 | 31012.75 | 1.1347 | 0 | 21114.3143 | 14076.2095 | 35190.5238 | 14076.2095 | 35190.5238 | 0% | 0 | 0 | 0 | 0 | Asset relocations and undergrounding | 8%
Other Network Capex | f. Distribution substations and transformers | Distribution Transformers | 39. Ground Mounted, 22/0 | 11 Asset relocations (net) | Ground Mounted Distribution Transformers | 0 | Transformers | 2026 | 2026 | Simple | 14434.68 | 21652.02 | 0 | 14434.68 | 36086.7 | 0.9723 | 0 | 21052.3102 | 14034.8735 | 35087.1837 | 14034.8735 | 35087.1837 | 0% | 0 | 0 | 0 | 0 | Asset relocations and undergrounding | 8%
Other Network Capex | f. Distribution substations and transformers | Distribution Transformers | 39. Ground Mounted, 22/0 | 11 Asset relocations (net) | Ground Mounted Distribution Transformers | 0 | Labour | 2026 | 2026 | Simple | 3608.67 | 5413.005 | 0 | 3608.67 | 9021.675 | 1.1347 | 0 | 6142.199 | 4094.7993 | 10236.9983 | 4094.7993 | 10236.9983 | 0% | 0 | 0 | 0 | 0 | Asset relocations and undergrounding | 8%
Other Network Capex | f. Distribution substations and transformers | Distribution Transformers | 38. Pole Mounted Single/Two/Three Phase, 22/0 | 11 Asset relocations (net) | Pole Mounted Distribution Transformers | 0 | Transformers | 2026 | 2026 | Simple | 16239.68 | 24359.52 | 0 | 16239.68 | 40599.2 | 0.9723 | 0 | 23684.8189 | 15789.8793 | 39474.6981 | 15789.8793 | 39474.6981 | 0% | 0 | 0 | 0 | 0 | Asset relocations and undergrounding | 8%
Other Network Capex | f. Distribution substations and transformers | Distribution Transformers | 38. Pole Mounted Single/Two/Three Phase, 22/0 | 11 Asset relocations (net) | Pole Mounted Distribution Transformers | 0 | Labour | 2026 | 2026 | Simple | 4059.92 | 6089.88 | 0 | 4059.92 | 10149.8 | 1.1347 | 0 | 6910.2568 | 4606.8379 | 11517.0947 | 4606.8379 | 11517.0947 | 0% | 0 | 0 | 0 | 0 | Asset relocations and undergrounding | 8%
Other Network Capex | b. Subtransmission cables | Cables | 4. Subtransmission XLPE installed in or after 1985 | 11 Asset relocations (net) | Subtransmission Cables | 0 | Cables | 2026 | 2026 | Simple | 5413.005 | 8119.5075 | 0 | 5413.005 | 13532.5125 | 1.1276 | 0 | 9155.9457 | 6103.9638 | 15259.9095 | 6103.9638 | 15259.9095 | 0% | 0 | 0 | 0 | 0 | Asset relocations and undergrounding | 8%
Other Network Capex | b. Subtransmission cables | Cables | 4. Subtransmission XLPE installed in or after 1985 | 11 Asset relocations (net) | Subtransmission Cables | 0 | Labour | 2026 | 2026 | Simple | 12630.345 | 18945.5175 | 0 | 12630.345 | 31575.8625 | 1.1347 | 0 | 21497.6964 | 14331.7976 | 35829.494 | 14331.7976 | 35829.494 | 0% | 0 | 0 | 0 | 0 | Asset relocations and undergrounding | 8%
Other Network Capex | e. Distribution and LV cables | Cables | 29. HV XLPE installed in or after 1985 | 11 Asset relocations (net) | Distribution Cables | 0 | Cables | 2026 | 2026 | Simple | 58867.605 | 88301.4075 | 0 | 58867.605 | 147169.0125 | 1.1276 | 0 | 99572.8982 | 66381.9321 | 165954.8303 | 66381.9321 | 165954.8303 | 0% | 0 | 0 | 0 | 0 | Asset relocations and undergrounding | 8%
Other Network Capex | e. Distribution and LV cables | Cables | 29. HV XLPE installed in or after 1985 | 11 Asset relocations (net) | Distribution Cables | 0 | Labour | 2026 | 2026 | Simple | 137357.745 | 206036.6175 | 0 | 137357.745 | 343394.3625 | 1.1347 | 0 | 233792.1175 | 155861.4116 | 389653.5291 | 155861.4116 | 389653.5291 | 0% | 0 | 0 | 0 | 0 | Asset relocations and undergrounding | 8%
Other Network Capex | e. Distribution and LV cables | Cables | 45. LV XLPE or PVC installed in or after 1985 | 11 Asset relocations (net) | Low Voltage Cables | 0 | Cables | 2026 | 2026 | Simple | 49620.02 | 74430.03 | 0 | 49620.02 | 124050.05 | 1.1276 | 0 | 83930.8683 | 55953.9122 | 139884.7804 | 55953.9122 | 139884.7804 | 0% | 0 | 0 | 0 | 0 | Asset relocations and undergrounding | 8%
Other Network Capex | e. Distribution and LV cables | Cables | 45. LV XLPE or PVC installed in or after 1985 | 11 Asset relocations (net) | Low Voltage Cables | 0 | Labour | 2026 | 2026 | Simple | 74430.03 | 111645.045 | 0 | 74430.03 | 186075.075 | 1.1347 | 0 | 126684.9155 | 84456.6103 | 211141.5258 | 84456.6103 | 211141.5258 | 0% | 0 | 0 | 0 | 0 | Asset relocations and undergrounding | 8%
Other Network Capex | a. Subtransmission lines | Overhead Conductors | 1. Subtransmission concrete or steel pole | 11 Asset relocations (net) | Subtransmission Conductor | 0 | Conductor | 2026 | 2026 | Simple | 1353.37 | 2030.055 | 0 | 1353.37 | 3383.425 | 1.1311 | 0 | 2296.2429 | 1530.8286 | 3827.0716 | 1530.8286 | 3827.0716 | 0% | 0 | 0 | 0 | 0 | Asset relocations and undergrounding | 8%
Other Network Capex | a. Subtransmission lines | Overhead Conductors | 1. Subtransmission concrete or steel pole | 11 Asset relocations (net) | Subtransmission Conductor | 0 | Labour | 2026 | 2026 | Simple | 5413.48 | 8120.22 | 0 | 5413.48 | 13533.7 | 1.1347 | 0 | 9214.1069 | 6142.738 | 15356.8449 | 6142.738 | 15356.8449 | 0% | 0 | 0 | 0 | 0 | Asset relocations and undergrounding | 8%
Other Network Capex | a. Subtransmission lines | Overhead Conductors | 2. Subtransmission wood pole | 11 Asset relocations (net) | Subtransmission Conductor | 0 | Conductor | 2026 | 2026 | Simple | 1353.37 | 2030.055 | 0 | 1353.37 | 3383.425 | 1.1311 | 0 | 2296.2429 | 1530.8286 | 3827.0716 | 1530.8286 | 3827.0716 | 0% | 0 | 0 | 0 | 0 | Asset relocations and undergrounding | 10%
Other Network Capex | a. Subtransmission lines | Overhead Conductors | 2. Subtransmission wood pole | 11 Asset relocations (net) | Subtransmission Conductor | 0 | Labour | 2026 | 2026 | Simple | 5413.48 | 8120.22 | 0 | 5413.48 | 13533.7 | 1.1347 | 0 | 9214.1069 | 6142.738 | 15356.8449 | 6142.738 | 15356.8449 | 0% | 0 | 0 | 0 | 0 | Asset relocations and undergrounding | 10%
Other Network Capex | d. Distribution and LV lines | Overhead Conductors | 25. HV concrete or steel pole | 11 Asset relocations (net) | Distribution Conductor | 0 | Conductor | 2026 | 2026 | Simple | 2255.49 | 3383.235 | 0 | 2255.49 | 5638.725 | 1.1311 | 0 | 3826.8567 | 2551.2378 | 6378.0944 | 2551.2378 | 6378.0944 | 0% | 0 | 0 | 0 | 0 | Asset relocations and undergrounding | 8%
Other Network Capex | d. Distribution and LV lines | Overhead Conductors | 25. HV concrete or steel pole | 11 Asset relocations (net) | Distribution Conductor | 0 | Labour | 2026 | 2026 | Simple | 9021.96 | 13532.94 | 0 | 9021.96 | 22554.9 | 1.1347 | 0 | 15355.9825 | 10237.3217 | 25593.3042 | 10237.3217 | 25593.3042 | 0% | 0 | 0 | 0 | 0 | Asset relocations and undergrounding | 8%
Other Network Capex | d. Distribution and LV lines | Overhead Conductors | 26. HV wood pole | 11 Asset relocations (net) | Distribution Conductor | 0 | Conductor | 2026 | 2026 | Simple | 2255.49 | 3383.235 | 0 | 2255.49 | 5638.725 | 1.1311 | 0 | 3826.8567 | 2551.2378 | 6378.0944 | 2551.2378 | 6378.0944 | 0% | 0 | 0 | 0 | 0 | Asset relocations and undergrounding | 10%
Other Network Capex | d. Distribution and LV lines | Overhead Conductors | 26. HV wood pole | 11 Asset relocations (net) | Distribution Conductor | 0 | Labour | 2026 | 2026 | Simple | 9021.96 | 13532.94 | 0 | 9021.96 | 22554.9 | 1.1347 | 0 | 15355.9825 | 10237.3217 | 25593.3042 | 10237.3217 | 25593.3042 | 0% | 0 | 0 | 0 | 0 | Asset relocations and undergrounding | 10%
Other Network Capex | a. Subtransmission lines | Support Structures | 1. Subtransmission concrete or steel pole | 10 Consumer connection (net) | Poles | 0 | Other | 2026 | 2026 | Simple | 533.7099 | 800.5649 | 0 | 533.7099 | 1334.2748 | 1.1052 | 0 | 884.7777 | 589.8518 | 1474.6295 | 589.8518 | 1474.6295 | 0% | 0 | 0 | 0 | 0 | Consumer connection | 8%
Other Network Capex | a. Subtransmission lines | Support Structures | 1. Subtransmission concrete or steel pole | 10 Consumer connection (net) | Poles | 0 | Labour | 2026 | 2026 | Simple | 533.7099 | 800.5649 | 0 | 533.7099 | 1334.2748 | 1.1347 | 0 | 908.4102 | 605.6068 | 1514.017 | 605.6068 | 1514.017 | 0% | 0 | 0 | 0 | 0 | Consumer connection | 8%
Other Network Capex | a. Subtransmission lines | Support Structures | 2. Subtransmission wood pole | 10 Consumer connection (net) | Poles | 0 | Other | 2026 | 2026 | Simple | 533.7099 | 800.5649 | 0 | 533.7099 | 1334.2748 | 1.1052 | 0 | 884.7777 | 589.8518 | 1474.6295 | 589.8518 | 1474.6295 | 0% | 0 | 0 | 0 | 0 | Consumer connection | 10%
Other Network Capex | a. Subtransmission lines | Support Structures | 2. Subtransmission wood pole | 10 Consumer connection (net) | Poles | 0 | Labour | 2026 | 2026 | Simple | 533.7099 | 800.5649 | 0 | 533.7099 | 1334.2748 | 1.1347 | 0 | 908.4102 | 605.6068 | 1514.017 | 605.6068 | 1514.017 | 0% | 0 | 0 | 0 | 0 | Consumer connection | 10%
Other Network Capex | d. Distribution and LV lines | Support Structures | 25. HV concrete or steel pole | 10 Consumer connection (net) | Poles | 0 | Other | 2026 | 2026 | Simple | 26687.2641 | 40030.8962 | 0 | 26687.2641 | 66718.1603 | 1.1052 | 0 | 44241.8151 | 29494.5434 | 73736.3584 | 29494.5434 | 73736.3584 | 0% | 0 | 0 | 0 | 0 | Consumer connection | 8%
Other Network Capex | d. Distribution and LV lines | Support Structures | 25. HV concrete or steel pole | 10 Consumer connection (net) | Poles | 0 | Labour | 2026 | 2026 | Simple | 26687.2641 | 40030.8962 | 0 | 26687.2641 | 66718.1603 | 1.1347 | 0 | 45423.5179 | 30282.3453 | 75705.8631 | 30282.3453 | 75705.8631 | 0% | 0 | 0 | 0 | 0 | Consumer connection | 8%
Other Network Capex | d. Distribution and LV lines | Support Structures | 26. HV wood pole | 10 Consumer connection (net) | Poles | 0 | Other | 2026 | 2026 | Simple | 26687.2641 | 40030.8962 | 0 | 26687.2641 | 66718.1603 | 1.1052 | 0 | 44241.8151 | 29494.5434 | 73736.3584 | 29494.5434 | 73736.3584 | 0% | 0 | 0 | 0 | 0 | Consumer connection | 10%
Other Network Capex | d. Distribution and LV lines | Support Structures | 26. HV wood pole | 10 Consumer connection (net) | Poles | 0 | Labour | 2026 | 2026 | Simple | 26687.2641 | 40030.8962 | 0 | 26687.2641 | 66718.1603 | 1.1347 | 0 | 45423.5179 | 30282.3453 | 75705.8631 | 30282.3453 | 75705.8631 | 0% | 0 | 0 | 0 | 0 | Consumer connection | 10%
Other Network Capex | d. Distribution and LV lines | Support Structures | 41. LV Concrete pole | 10 Consumer connection (net) | Poles | 0 | Other | 2026 | 2026 | Simple | 10407.7856 | 15611.6784 | 0 | 10407.7856 | 26019.464 | 1.1052 | 0 | 17253.8977 | 11502.5985 | 28756.4962 | 11502.5985 | 28756.4962 | 0% | 0 | 0 | 0 | 0 | Consumer connection | 8%
Other Network Capex | d. Distribution and LV lines | Support Structures | 41. LV Concrete pole | 10 Consumer connection (net) | Poles | 0 | Labour | 2026 | 2026 | Simple | 10407.7856 | 15611.6784 | 0 | 10407.7856 | 26019.464 | 1.1347 | 0 | 17714.7509 | 11809.8339 | 29524.5848 | 11809.8339 | 29524.5848 | 0% | 0 | 0 | 0 | 0 | Consumer connection | 8%
Other Network Capex | d. Distribution and LV lines | Support Structures | 42. LV Wood pole | 10 Consumer connection (net) | Poles | 0 | Other | 2026 | 2026 | Simple | 10407.7856 | 15611.6784 | 0 | 10407.7856 | 26019.464 | 1.1052 | 0 | 17253.8977 | 11502.5985 | 28756.4962 | 11502.5985 | 28756.4962 | 0% | 0 | 0 | 0 | 0 | Consumer connection | 10%
Other Network Capex | d. Distribution and LV lines | Support Structures | 42. LV Wood pole | 10 Consumer connection (net) | Poles | 0 | Labour | 2026 | 2026 | Simple | 10407.7856 | 15611.6784 | 0 | 10407.7856 | 26019.464 | 1.1347 | 0 | 17714.7509 | 11809.8339 | 29524.5848 | 11809.8339 | 29524.5848 | 0% | 0 | 0 | 0 | 0 | Consumer connection | 10%
Other Network Capex | a. Subtransmission lines | Support Structures | 1. Subtransmission concrete or steel pole | 10 Consumer connection (net) | Crossarms | 0 | Other | 2026 | 2026 | Simple | 266.855 | 400.2825 | 0 | 266.855 | 667.1374 | 1.1052 | 0 | 442.3889 | 294.9259 | 737.3148 | 294.9259 | 737.3148 | 0% | 0 | 0 | 0 | 0 | Consumer connection | 8%
Other Network Capex | a. Subtransmission lines | Support Structures | 1. Subtransmission concrete or steel pole | 10 Consumer connection (net) | Crossarms | 0 | Labour | 2026 | 2026 | Simple | 266.855 | 400.2825 | 0 | 266.855 | 667.1374 | 1.1347 | 0 | 454.2051 | 302.8034 | 757.0085 | 302.8034 | 757.0085 | 0% | 0 | 0 | 0 | 0 | Consumer connection | 8%
Other Network Capex | a. Subtransmission lines | Support Structures | 2. Subtransmission wood pole | 10 Consumer connection (net) | Crossarms | 0 | Other | 2026 | 2026 | Simple | 266.855 | 400.2825 | 0 | 266.855 | 667.1374 | 1.1052 | 0 | 442.3889 | 294.9259 | 737.3148 | 294.9259 | 737.3148 | 0% | 0 | 0 | 0 | 0 | Consumer connection | 10%
Other Network Capex | a. Subtransmission lines | Support Structures | 2. Subtransmission wood pole | 10 Consumer connection (net) | Crossarms | 0 | Labour | 2026 | 2026 | Simple | 266.855 | 400.2825 | 0 | 266.855 | 667.1374 | 1.1347 | 0 | 454.2051 | 302.8034 | 757.0085 | 302.8034 | 757.0085 | 0% | 0 | 0 | 0 | 0 | Consumer connection | 10%
Other Network Capex | d. Distribution and LV lines | Support Structures | 25. HV concrete or steel pole | 10 Consumer connection (net) | Crossarms | 0 | Other | 2026 | 2026 | Simple | 16012.1817 | 24018.2726 | 0 | 16012.1817 | 40030.4544 | 1.1052 | 0 | 26544.7961 | 17696.5307 | 44241.3268 | 17696.5307 | 44241.3268 | 0% | 0 | 0 | 0 | 0 | Consumer connection | 8%
Other Network Capex | d. Distribution and LV lines | Support Structures | 25. HV concrete or steel pole | 10 Consumer connection (net) | Crossarms | 0 | Labour | 2026 | 2026 | Simple | 16012.1817 | 24018.2726 | 0 | 16012.1817 | 40030.4544 | 1.1347 | 0 | 27253.8099 | 18169.2066 | 45423.0166 | 18169.2066 | 45423.0166 | 0% | 0 | 0 | 0 | 0 | Consumer connection | 8%
Other Network Capex | d. Distribution and LV lines | Support Structures | 26. HV wood pole | 10 Consumer connection (net) | Crossarms | 0 | Other | 2026 | 2026 | Simple | 16012.1817 | 24018.2726 | 0 | 16012.1817 | 40030.4544 | 1.1052 | 0 | 26544.7961 | 17696.5307 | 44241.3268 | 17696.5307 | 44241.3268 | 0% | 0 | 0 | 0 | 0 | Consumer connection | 10%
Other Network Capex | d. Distribution and LV lines | Support Structures | 26. HV wood pole | 10 Consumer connection (net) | Crossarms | 0 | Labour | 2026 | 2026 | Simple | 16012.1817 | 24018.2726 | 0 | 16012.1817 | 40030.4544 | 1.1347 | 0 | 27253.8099 | 18169.2066 | 45423.0166 | 18169.2066 | 45423.0166 | 0% | 0 | 0 | 0 | 0 | Consumer connection | 10%
Other Network Capex | d. Distribution and LV lines | Support Structures | 41. LV Concrete pole | 10 Consumer connection (net) | Crossarms | 0 | Other | 2026 | 2026 | Simple | 13877.342 | 20816.013 | 0 | 13877.342 | 34693.355 | 1.1052 | 0 | 23005.6852 | 15337.1235 | 38342.8087 | 15337.1235 | 38342.8087 | 0% | 0 | 0 | 0 | 0 | Consumer connection | 8%
Other Network Capex | d. Distribution and LV lines | Support Structures | 41. LV Concrete pole | 10 Consumer connection (net) | Crossarms | 0 | Labour | 2026 | 2026 | Simple | 13877.342 | 20816.013 | 0 | 13877.342 | 34693.355 | 1.1347 | 0 | 23620.1691 | 15746.7794 | 39366.9486 | 15746.7794 | 39366.9486 | 0% | 0 | 0 | 0 | 0 | Consumer connection | 8%
Other Network Capex | d. Distribution and LV lines | Support Structures | 42. LV Wood pole | 10 Consumer connection (net) | Crossarms | 0 | Other | 2026 | 2026 | Simple | 13877.342 | 20816.013 | 0 | 13877.342 | 34693.355 | 1.1052 | 0 | 23005.6852 | 15337.1235 | 38342.8087 | 15337.1235 | 38342.8087 | 0% | 0 | 0 | 0 | 0 | Consumer connection | 10%
Other Network Capex | d. Distribution and LV lines | Support Structures | 42. LV Wood pole | 10 Consumer connection (net) | Crossarms | 0 | Labour | 2026 | 2026 | Simple | 13877.342 | 20816.013 | 0 | 13877.342 | 34693.355 | 1.1347 | 0 | 23620.1691 | 15746.7794 | 39366.9486 | 15746.7794 | 39366.9486 | 0% | 0 | 0 | 0 | 0 | Consumer connection | 10%
Other Network Capex | c. Zone substations | Zone Substations | 14. 66/50/33/22/11 kV Indoor Switchgear Cubicle | 10 Consumer connection (net) | Indoor Switchgear | 0 | Switchgear | 2026 | 2026 | Simple | 23698.3117 | 35547.4676 | 0 | 23698.3117 | 59245.7794 | 1.0104 | 0 | 35915.7921 | 23943.8614 | 59859.6535 | 23943.8614 | 59859.6535 | 0% | 0 | 0 | 0 | 0 | Consumer connection | 8%
Other Network Capex | c. Zone substations | Zone Substations | 14. 66/50/33/22/11 kV Indoor Switchgear Cubicle | 10 Consumer connection (net) | Indoor Switchgear | 0 | Labour | 2026 | 2026 | Simple | 15798.8745 | 23698.3117 | 0 | 15798.8745 | 39497.1862 | 1.1347 | 0 | 26890.7467 | 17927.1644 | 44817.9111 | 17927.1644 | 44817.9111 | 0% | 0 | 0 | 0 | 0 | Consumer connection | 8%
Other Network Capex | c. Zone substations | Zone Substations | 16. 66/50/33/22/11 kV Outdoor Circuit Breakers | 10 Consumer connection (net) | Outdoor Switchgear | 0 | Switchgear | 2026 | 2026 | Simple | 50385.0457 | 75577.5685 | 0 | 50385.0457 | 125962.6142 | 1.0104 | 0 | 76360.6642 | 50907.1094 | 127267.7736 | 50907.1094 | 127267.7736 | 0% | 0 | 0 | 0 | 0 | Consumer connection | 8%
Other Network Capex | c. Zone substations | Zone Substations | 16. 66/50/33/22/11 kV Outdoor Circuit Breakers | 10 Consumer connection (net) | Outdoor Switchgear | 0 | Labour | 2026 | 2026 | Simple | 12596.2614 | 18894.3921 | 0 | 12596.2614 | 31490.6535 | 1.1347 | 0 | 21439.6839 | 14293.1226 | 35732.8064 | 14293.1226 | 35732.8064 | 0% | 0 | 0 | 0 | 0 | Consumer connection | 8%
Other Network Capex | g. Distribution switchgear | Distribution Switchgear | 36. Ring Main Unit – 3 Way | 10 Consumer connection (net) | Ground Mounted Switchgear | 0 | Switchgear | 2026 | 2026 | Simple | 299749.1733 | 449623.7599 | 0 | 299749.1733 | 749372.9332 | 1.0104 | 0 | 454282.5286 | 302855.0191 | 757137.5477 | 302855.0191 | 757137.5477 | 0% | 0 | 0 | 0 | 0 | Consumer connection | 8%
Other Network Capex | g. Distribution switchgear | Distribution Switchgear | 36. Ring Main Unit – 3 Way | 10 Consumer connection (net) | Ground Mounted Switchgear | 0 | Labour | 2026 | 2026 | Simple | 74937.2933 | 112405.94 | 0 | 74937.2933 | 187343.2333 | 1.1347 | 0 | 127548.3118 | 85032.2078 | 212580.5196 | 85032.2078 | 212580.5196 | 0% | 0 | 0 | 0 | 0 | Consumer connection | 8%
Other Network Capex | g. Distribution switchgear | Distribution Switchgear | 31. 22 / 11 kV Disconnector 3ph, 2ph (Excl Pole) | 10 Consumer connection (net) | Pole Mounted Switches | 0 | Other | 2026 | 2026 | Simple | 88814.2819 | 133221.4228 | 0 | 88814.2819 | 222035.7047 | 1.1052 | 0 | 147235.2136 | 98156.8091 | 245392.0227 | 98156.8091 | 245392.0227 | 0% | 0 | 0 | 0 | 0 | Consumer connection | 8%
Other Network Capex | g. Distribution switchgear | Distribution Switchgear | 31. 22 / 11 kV Disconnector 3ph, 2ph (Excl Pole) | 10 Consumer connection (net) | Pole Mounted Switches | 0 | Labour | 2026 | 2026 | Simple | 22203.5705 | 33305.3557 | 0 | 22203.5705 | 55508.9262 | 1.1347 | 0 | 37791.9698 | 25194.6466 | 62986.6164 | 25194.6466 | 62986.6164 | 0% | 0 | 0 | 0 | 0 | Consumer connection | 8%
Other Network Capex | g. Distribution switchgear | Distribution Switchgear | 33. 22 / 11 kV Dropout Fuse 3ph, 2ph (Excl Pole) | 10 Consumer connection (net) | Pole Mount Fuses | 0 | Other | 2026 | 2026 | Simple | 147846.4889 | 221769.7333 | 0 | 147846.4889 | 369616.2222 | 1.1052 | 0 | 245098.0734 | 163398.7156 | 408496.7889 | 163398.7156 | 408496.7889 | 0% | 0 | 0 | 0 | 0 | Consumer connection | 8%
Other Network Capex | g. Distribution switchgear | Distribution Switchgear | 33. 22 / 11 kV Dropout Fuse 3ph, 2ph (Excl Pole) | 10 Consumer connection (net) | Pole Mount Fuses | 0 | Labour | 2026 | 2026 | Simple | 147846.4889 | 221769.7333 | 0 | 147846.4889 | 369616.2222 | 1.1347 | 0 | 251644.6648 | 167763.1099 | 419407.7746 | 167763.1099 | 419407.7746 | 0% | 0 | 0 | 0 | 0 | Consumer connection | 8%
Other Network Capex | e. Distribution and LV cables | Distribution Switchgear | 47. Link Pillars | 10 Consumer connection (net) | Low Voltage Enclosures | 0 | Other | 2026 | 2026 | Simple | 127030.4759 | 190545.7138 | 0 | 127030.4759 | 317576.1897 | 1.1052 | 0 | 210589.5455 | 140393.0303 | 350982.5759 | 140393.0303 | 350982.5759 | 0% | 0 | 0 | 0 | 0 | Consumer connection | 8%
Other Network Capex | e. Distribution and LV cables | Distribution Switchgear | 47. Link Pillars | 10 Consumer connection (net) | Low Voltage Enclosures | 0 | Labour | 2026 | 2026 | Simple | 127030.4759 | 190545.7138 | 0 | 127030.4759 | 317576.1897 | 1.1347 | 0 | 216214.4111 | 144142.9407 | 360357.3518 | 144142.9407 | 360357.3518 | 0% | 0 | 0 | 0 | 0 | Consumer connection | 8%
Other Network Capex | f. Distribution substations and transformers | Distribution Transformers | 39. Ground Mounted, 22/0 | 10 Consumer connection (net) | Ground Mounted Distribution Transformers | 0 | Transformers | 2026 | 2026 | Simple | 952195.0801 | 1428292.6202 | 0 | 952195.0801 | 2380487.7003 | 0.9723 | 0 | 1388732.291 | 925821.5273 | 2314553.8183 | 925821.5273 | 2314553.8183 | 0% | 0 | 0 | 0 | 0 | Consumer connection | 8%
Other Network Capex | f. Distribution substations and transformers | Distribution Transformers | 39. Ground Mounted, 22/0 | 10 Consumer connection (net) | Ground Mounted Distribution Transformers | 0 | Labour | 2026 | 2026 | Simple | 238048.77 | 357073.155 | 0 | 238048.77 | 595121.9251 | 1.1347 | 0 | 405175.0122 | 270116.6748 | 675291.687 | 270116.6748 | 675291.687 | 0% | 0 | 0 | 0 | 0 | Consumer connection | 8%
Other Network Capex | f. Distribution substations and transformers | Distribution Transformers | 38. Pole Mounted Single/Two/Three Phase, 22/0 | 10 Consumer connection (net) | Pole Mounted Distribution Transformers | 0 | Transformers | 2026 | 2026 | Simple | 619140.2861 | 928710.4291 | 0 | 619140.2861 | 1547850.7151 | 0.9723 | 0 | 902987.3456 | 601991.5637 | 1504978.9094 | 601991.5637 | 1504978.9094 | 0% | 0 | 0 | 0 | 0 | Consumer connection | 8%
Other Network Capex | f. Distribution substations and transformers | Distribution Transformers | 38. Pole Mounted Single/Two/Three Phase, 22/0 | 10 Consumer connection (net) | Pole Mounted Distribution Transformers | 0 | Labour | 2026 | 2026 | Simple | 154785.0715 | 232177.6073 | 0 | 154785.0715 | 386962.6788 | 1.1347 | 0 | 263454.599 | 175636.3993 | 439090.9983 | 175636.3993 | 439090.9983 | 0% | 0 | 0 | 0 | 0 | Consumer connection | 8%
Other Network Capex | c. Zone substations | Secondary Systems | 19. Circuit/Transformer/Feeder/Bus Section/Coupler Protection & Controls - Digital | 10 Consumer connection (net) | Protection | 0 | Other | 2026 | 2026 | Simple | 6404.8727 | 9607.309 | 0 | 6404.8727 | 16012.1817 | 1.1052 | 0 | 10617.9184 | 7078.6123 | 17696.5307 | 7078.6123 | 17696.5307 | 0% | 0 | 0 | 0 | 0 | Consumer connection | 8%
Other Network Capex | c. Zone substations | Secondary Systems | 19. Circuit/Transformer/Feeder/Bus Section/Coupler Protection & Controls - Digital | 10 Consumer connection (net) | Protection | 0 | Labour | 2026 | 2026 | Simple | 25619.4908 | 38429.2362 | 0 | 25619.4908 | 64048.727 | 1.1347 | 0 | 43606.0959 | 29070.7306 | 72676.8265 | 29070.7306 | 72676.8265 | 0% | 0 | 0 | 0 | 0 | Consumer connection | 8%
Other Network Capex | b. Subtransmission cables | Cables | 4. Subtransmission XLPE installed in or after 1985 | 10 Consumer connection (net) | Subtransmission Cables | 0 | Cables | 2026 | 2026 | Simple | 9287.0831 | 13930.6246 | 0 | 9287.0831 | 23217.7077 | 1.1276 | 0 | 15708.8398 | 10472.5599 | 26181.3997 | 10472.5599 | 26181.3997 | 0% | 0 | 0 | 0 | 0 | Consumer connection | 8%
Other Network Capex | b. Subtransmission cables | Cables | 4. Subtransmission XLPE installed in or after 1985 | 10 Consumer connection (net) | Subtransmission Cables | 0 | Labour | 2026 | 2026 | Simple | 21669.8605 | 32504.7908 | 0 | 21669.8605 | 54174.6513 | 1.1347 | 0 | 36883.5596 | 24589.0398 | 61472.5994 | 24589.0398 | 61472.5994 | 0% | 0 | 0 | 0 | 0 | Consumer connection | 8%
Other Network Capex | e. Distribution and LV cables | Cables | 30. HV PILC | 10 Consumer connection (net) | Distribution Cables | 0 | Cables | 2026 | 2026 | Simple | 169089.3815 | 253634.0722 | 0 | 169089.3815 | 422723.4536 | 1.1276 | 0 | 286009.9331 | 190673.2887 | 476683.2218 | 190673.2887 | 476683.2218 | 0% | 0 | 0 | 0 | 0 | Consumer connection | 8%
Other Network Capex | e. Distribution and LV cables | Cables | 30. HV PILC | 10 Consumer connection (net) | Distribution Cables | 0 | Labour | 2026 | 2026 | Simple | 394541.8901 | 591812.8351 | 0 | 394541.8901 | 986354.7252 | 1.1347 | 0 | 671536.8246 | 447691.2164 | 1119228.041 | 447691.2164 | 1119228.041 | 0% | 0 | 0 | 0 | 0 | Consumer connection | 8%
Other Network Capex | e. Distribution and LV cables | Cables | 46. LV PILC | 10 Consumer connection (net) | Low Voltage Cables | 0 | Cables | 2026 | 2026 | Simple | 481221.5089 | 721832.2634 | 0 | 481221.5089 | 1203053.7723 | 1.1276 | 0 | 813972.6479 | 542648.432 | 1356621.0799 | 542648.432 | 1356621.0799 | 0% | 0 | 0 | 0 | 0 | Consumer connection | 8%
Other Network Capex | e. Distribution and LV cables | Cables | 46. LV PILC | 10 Consumer connection (net) | Low Voltage Cables | 0 | Labour | 2026 | 2026 | Simple | 721832.2634 | 1082748.395 | 0 | 721832.2634 | 1804580.6584 | 1.1347 | 0 | 1228607.0459 | 819071.3639 | 2047678.4098 | 819071.3639 | 2047678.4098 | 0% | 0 | 0 | 0 | 0 | Consumer connection | 8%
Other Network Capex | d. Distribution and LV lines | Overhead Conductors | 25. HV concrete or steel pole | 10 Consumer connection (net) | Distribution Conductor | 0 | Conductor | 2026 | 2026 | Simple | 5444.1948 | 8166.2922 | 0 | 5444.1948 | 13610.487 | 1.1311 | 0 | 9237.0851 | 6158.0568 | 15395.1419 | 6158.0568 | 15395.1419 | 0% | 0 | 0 | 0 | 0 | Consumer connection | 8%
Other Network Capex | d. Distribution and LV lines | Overhead Conductors | 25. HV concrete or steel pole | 10 Consumer connection (net) | Distribution Conductor | 0 | Labour | 2026 | 2026 | Simple | 21776.7792 | 32665.1689 | 0 | 21776.7792 | 54441.9481 | 1.1347 | 0 | 37065.5425 | 24710.3616 | 61775.9041 | 24710.3616 | 61775.9041 | 0% | 0 | 0 | 0 | 0 | Consumer connection | 8%
Other Network Capex | d. Distribution and LV lines | Overhead Conductors | 26. HV wood pole | 10 Consumer connection (net) | Distribution Conductor | 0 | Conductor | 2026 | 2026 | Simple | 5444.1948 | 8166.2922 | 0 | 5444.1948 | 13610.487 | 1.1311 | 0 | 9237.0851 | 6158.0568 | 15395.1419 | 6158.0568 | 15395.1419 | 0% | 0 | 0 | 0 | 0 | Consumer connection | 10%
Other Network Capex | d. Distribution and LV lines | Overhead Conductors | 26. HV wood pole | 10 Consumer connection (net) | Distribution Conductor | 0 | Labour | 2026 | 2026 | Simple | 21776.7792 | 32665.1689 | 0 | 21776.7792 | 54441.9481 | 1.1347 | 0 | 37065.5425 | 24710.3616 | 61775.9041 | 24710.3616 | 61775.9041 | 0% | 0 | 0 | 0 | 0 | Consumer connection | 10%
Other Network Capex | d. Distribution and LV lines | Overhead Conductors | 41. LV Concrete pole | 10 Consumer connection (net) | Low Voltage Conductor | 0 | Conductor | 2026 | 2026 | Simple | 5123.9688 | 7685.9533 | 0 | 5123.9688 | 12809.9221 | 1.1311 | 0 | 8693.7625 | 5795.8416 | 14489.6041 | 5795.8416 | 14489.6041 | 0% | 0 | 0 | 0 | 0 | Consumer connection | 8%
Other Network Capex | d. Distribution and LV lines | Overhead Conductors | 41. LV Concrete pole | 10 Consumer connection (net) | Low Voltage Conductor | 0 | Labour | 2026 | 2026 | Simple | 20495.8754 | 30743.8131 | 0 | 20495.8754 | 51239.6885 | 1.1347 | 0 | 34885.358 | 23256.9053 | 58142.2633 | 23256.9053 | 58142.2633 | 0% | 0 | 0 | 0 | 0 | Consumer connection | 8%
Other Network Capex | d. Distribution and LV lines | Overhead Conductors | 42. LV Wood pole | 10 Consumer connection (net) | Low Voltage Conductor | 0 | Conductor | 2026 | 2026 | Simple | 5123.9688 | 7685.9533 | 0 | 5123.9688 | 12809.9221 | 1.1311 | 0 | 8693.7625 | 5795.8416 | 14489.6041 | 5795.8416 | 14489.6041 | 0% | 0 | 0 | 0 | 0 | Consumer connection | 10%
Other Network Capex | d. Distribution and LV lines | Overhead Conductors | 42. LV Wood pole | 10 Consumer connection (net) | Low Voltage Conductor | 0 | Labour | 2026 | 2026 | Simple | 20495.8754 | 30743.8131 | 0 | 20495.8754 | 51239.6885 | 1.1347 | 0 | 34885.358 | 23256.9053 | 58142.2633 | 23256.9053 | 58142.2633 | 0% | 0 | 0 | 0 | 0 | Consumer connection | 10%
Other Network Capex | h. Other network assets | 0 | 51. Other network assets | 10 Consumer connection (net) | Other | 0 | Other | 2026 | 2026 | Simple | 3202.2596 | 4803.3894 | 0 | 3202.2596 | 8005.6491 | 1.1052 | 0 | 5308.6662 | 3539.1108 | 8847.7771 | 3539.1108 | 8847.7771 | 0% | 0 | 0 | 0 | 0 | Consumer connection | 10%
Non Network Capex | i. Non-network assets | Non-network Assets | 52. Buildings | 15 Facilities | Buildings | 0 | Other | 2026 | 2026 | Simple | 55984.45 | 0 | 0 | 55984.45 | 55984.45 | 1.1052 | 0 | 0 | 61873.5507 | 61873.5507 | 61873.5507 | 61873.5507 | 0% | 0 | 0 | 0 | 0 | Non-network CAPEX | 0%
Non Network Capex | i. Non-network assets | Non-network Assets | 53. Furniture and fittings | 15 Facilities | Furniture and fittings | 0 | Other | 2026 | 2026 | Simple | 279920.35 | 0 | 0 | 279920.35 | 279920.35 | 1.1052 | 0 | 0 | 309365.6535 | 309365.6535 | 309365.6535 | 309365.6535 | 0% | 0 | 0 | 0 | 0 | Non-network CAPEX | 13%
Non Network Capex | i. Non-network assets | Non-network Assets | 57. Plant and equipment | 15 Facilities | Plant and equipment | 0 | Other | 2026 | 2026 | Simple | 223935.9 | 0 | 0 | 223935.9 | 223935.9 | 1.1052 | 0 | 0 | 247492.1029 | 247492.1029 | 247492.1029 | 247492.1029 | 0% | 0 | 0 | 0 | 0 | Non-network CAPEX | 20%
Renewals | f. Distribution substations and transformers | Distribution Transformers | 38. Pole Mounted Single/Two/Three Phase, 22/0 | 6.2 Pole Mounted Distribution Transformers | Pole Mounted Distribution Transformers | 0 | Transformers | 2026 | 2026 | Simple | 3062192 | 0 | 0 | 3062192 | 3062192 | 0.9723 | 0 | 0 | 2977376.5204 | 2977376.5204 | 2977376.5204 | 2977376.5204 | 0% | 0 | 0 | 0 | 0 | Asset replacement and renewal | 8%
Renewals | f. Distribution substations and transformers | Distribution Transformers | 38. Pole Mounted Single/Two/Three Phase, 22/0 | 6.2 Pole Mounted Distribution Transformers | Pole Mounted Distribution Transformers | 0 | Labour | 2026 | 2026 | Simple | 765548 | 0 | 0 | 765548 | 765548 | 1.1347 | 0 | 0 | 868676.1126 | 868676.1126 | 868676.1126 | 868676.1126 | 0% | 0 | 0 | 0 | 0 | Asset replacement and renewal | 8%
Other Network Capex | g. Distribution switchgear | Distribution Switchgear | 34. 22 / 11 kV Sectionaliser or Recloser (Excl Pole) | 13 RSE | Reclosers and Sectionalisers | 0 | Other | 2026 | 2026 | Simple | 386631 | 0 | 0 | 386631 | 386631 | 1.1052 | 0 | 0 | 427301.3805 | 427301.3805 | 427301.3805 | 427301.3805 | 0% | 0 | 0 | 0 | 0 | Quality of supply | 8%
Other Network Capex | g. Distribution switchgear | Distribution Switchgear | 34. 22 / 11 kV Sectionaliser or Recloser (Excl Pole) | 13 RSE | Reclosers and Sectionalisers | 0 | Labour | 2026 | 2026 | Simple | 257754 | 0 | 0 | 257754 | 257754 | 1.1347 | 0 | 0 | 292476.4257 | 292476.4257 | 292476.4257 | 292476.4257 | 0% | 0 | 0 | 0 | 0 | Quality of supply | 8%
Renewals | a. Subtransmission lines | Overhead Conductors | 1. Subtransmission concrete or steel pole | 2.1 Subtransmission Conductor | Subtransmission Conductor | 0 | Conductor | 2026 | 2026 | Simple | 77528.36 | 0 | 0 | 77528.36 | 77528.36 | 1.1311 | 0 | 0 | 87694.1509 | 87694.1509 | 87694.1509 | 87694.1509 | 0% | 0 | 0 | 0 | 0 | Asset replacement and renewal | 8%
Renewals | a. Subtransmission lines | Overhead Conductors | 1. Subtransmission concrete or steel pole | 2.1 Subtransmission Conductor | Subtransmission Conductor | 0 | Labour | 2026 | 2026 | Simple | 310113.44 | 0 | 0 | 310113.44 | 310113.44 | 1.1347 | 0 | 0 | 351889.2839 | 351889.2839 | 351889.2839 | 351889.2839 | 0% | 0 | 0 | 0 | 0 | Asset replacement and renewal | 8%
Renewals | c. Zone substations | Secondary Systems | 23. DC Supplies, Batteries and Inverters | 7.2 DC Systems | DC Systems | 0 | Other | 2026 | 2026 | Simple | 156422.44 | 0 | 0 | 156422.44 | 156422.44 | 1.1052 | 0 | 0 | 172876.7858 | 172876.7858 | 172876.7858 | 172876.7858 | 0% | 0 | 0 | 0 | 0 | Asset replacement and renewal | 8%
Renewals | c. Zone substations | Secondary Systems | 23. DC Supplies, Batteries and Inverters | 7.2 DC Systems | DC Systems | 0 | Labour | 2026 | 2026 | Simple | 625689.76 | 0 | 0 | 625689.76 | 625689.76 | 1.1347 | 0 | 0 | 709977.3606 | 709977.3606 | 709977.3606 | 709977.3606 | 0% | 0 | 0 | 0 | 0 | Asset replacement and renewal | 8%
Renewals | f. Distribution substations and transformers | Distribution Transformers | 38. Pole Mounted Single/Two/Three Phase, 22/0 | 3.2 Distribution Cables | Pole Mounted Distribution Transformers | 0 | Transformers | 2026 | 2026 | Simple | 940588.92 | 0 | 0 | 940588.92 | 940588.92 | 0.9723 | 0 | 0 | 914536.8304 | 914536.8304 | 914536.8304 | 914536.8304 | 0% | 0 | 0 | 0 | 0 | Asset replacement and renewal | 8%
Renewals | f. Distribution substations and transformers | Distribution Transformers | 38. Pole Mounted Single/Two/Three Phase, 22/0 | 3.2 Distribution Cables | Pole Mounted Distribution Transformers | 0 | Labour | 2026 | 2026 | Simple | 235147.23 | 0 | 0 | 235147.23 | 235147.23 | 1.1347 | 0 | 0 | 266824.264 | 266824.264 | 266824.264 | 266824.264 | 0% | 0 | 0 | 0 | 0 | Asset replacement and renewal | 8%
Renewals | f. Distribution substations and transformers | Distribution Transformers | 39. Ground Mounted, 22/0 | 6.1 Ground Mounted Distribution Transformers | Ground Mounted Distribution Transformers | 0 | Transformers | 2026 | 2026 | Simple | 289408 | 0 | 0 | 289408 | 289408 | 0.9723 | 0 | 0 | 281392.0825 | 281392.0825 | 281392.0825 | 281392.0825 | 0% | 0 | 0 | 0 | 0 | Asset replacement and renewal | 8%
Renewals | f. Distribution substations and transformers | Distribution Transformers | 39. Ground Mounted, 22/0 | 6.1 Ground Mounted Distribution Transformers | Ground Mounted Distribution Transformers | 0 | Labour | 2026 | 2026 | Simple | 72352 | 0 | 0 | 72352 | 72352 | 1.1347 | 0 | 0 | 82098.6458 | 82098.6458 | 82098.6458 | 82098.6458 | 0% | 0 | 0 | 0 | 0 | Asset replacement and renewal | 8%
Renewals | g. Distribution switchgear | Distribution Switchgear | 33. 22 / 11 kV Dropout Fuse 3ph, 2ph (Excl Pole) | 5.2 Pole Mounted Fuses | Pole Mount Fuses | 0 | Other | 2026 | 2026 | Simple | 116375 | 0 | 0 | 116375 | 116375 | 1.1052 | 0 | 0 | 128616.6866 | 128616.6866 | 128616.6866 | 128616.6866 | 0% | 0 | 0 | 0 | 0 | Asset replacement and renewal | 8%
Renewals | g. Distribution switchgear | Distribution Switchgear | 33. 22 / 11 kV Dropout Fuse 3ph, 2ph (Excl Pole) | 5.2 Pole Mounted Fuses | Pole Mount Fuses | 0 | Labour | 2026 | 2026 | Simple | 116375 | 0 | 0 | 116375 | 116375 | 1.1347 | 0 | 0 | 132052.0498 | 132052.0498 | 132052.0498 | 132052.0498 | 0% | 0 | 0 | 0 | 0 | Asset replacement and renewal | 8%
Renewals | e. Distribution and LV cables | Cables | 45. LV XLPE or PVC installed in or after 1985 | 3.3 Low Voltage Cables | Low Voltage Cables | 0 | Cables | 2026 | 2026 | Simple | 113821.02 | 0 | 0 | 113821.02 | 113821.02 | 1.1276 | 0 | 0 | 128350.0361 | 128350.0361 | 128350.0361 | 128350.0361 | 0% | 0 | 0 | 0 | 0 | Asset replacement and renewal | 8%
Renewals | e. Distribution and LV cables | Cables | 45. LV XLPE or PVC installed in or after 1985 | 3.3 Low Voltage Cables | Low Voltage Cables | 0 | Labour | 2026 | 2026 | Simple | 170731.53 | 0 | 0 | 170731.53 | 170731.53 | 1.1347 | 0 | 0 | 193731.029 | 193731.029 | 193731.029 | 193731.029 | 0% | 0 | 0 | 0 | 0 | Asset replacement and renewal | 8%
Renewals | g. Distribution switchgear | Distribution Switchgear | 31. 22 / 11 kV Disconnector 3ph, 2ph (Excl Pole) | 5.3 Pole Mounted Switches | Pole Mounted Switches | 0 | Other | 2026 | 2026 | Simple | 411160 | 0 | 0 | 411160 | 411160 | 1.1052 | 0 | 0 | 454410.6283 | 454410.6283 | 454410.6283 | 454410.6283 | 0% | 0 | 0 | 0 | 0 | Asset replacement and renewal | 8%
Renewals | g. Distribution switchgear | Distribution Switchgear | 31. 22 / 11 kV Disconnector 3ph, 2ph (Excl Pole) | 5.3 Pole Mounted Switches | Pole Mounted Switches | 0 | Labour | 2026 | 2026 | Simple | 102790 | 0 | 0 | 102790 | 102790 | 1.1347 | 0 | 0 | 116636.9942 | 116636.9942 | 116636.9942 | 116636.9942 | 0% | 0 | 0 | 0 | 0 | Asset replacement and renewal | 8%
Renewals | h. Other network assets | Secondary Systems | 50. SCADA and Comms (Central Facilities and / or wider Network Communications Equipment) | 7.3 Remote Terminal Units | Remote Terminal Units | 0 | Other | 2026 | 2026 | Simple | 59850 | 0 | 0 | 59850 | 59850 | 1.1052 | 0 | 0 | 66145.7245 | 66145.7245 | 66145.7245 | 66145.7245 | 0% | 0 | 0 | 0 | 0 | Asset replacement and renewal | 10%
Renewals | h. Other network assets | Secondary Systems | 50. SCADA and Comms (Central Facilities and / or wider Network Communications Equipment) | 7.3 Remote Terminal Units | Remote Terminal Units | 0 | Labour | 2026 | 2026 | Simple | 239400 | 0 | 0 | 239400 | 239400 | 1.1347 | 0 | 0 | 271649.931 | 271649.931 | 271649.931 | 271649.931 | 0% | 0 | 0 | 0 | 0 | Asset replacement and renewal | 10%
Renewals | f. Distribution substations and transformers | Distribution Switchgear | 40. Distribution substations | 5.6 Ancillary Distribution Substation Equipment | Ancillary Distribution Substation Equipment | 0 | Other | 2026 | 2026 | Simple | 469194.075 | 0 | 0 | 469194.075 | 469194.075 | 1.1052 | 0 | 0 | 518549.4075 | 518549.4075 | 518549.4075 | 518549.4075 | 0% | 0 | 0 | 0 | 0 | Asset replacement and renewal | 10%
Renewals | f. Distribution substations and transformers | Distribution Switchgear | 40. Distribution substations | 5.6 Ancillary Distribution Substation Equipment | Ancillary Distribution Substation Equipment | 0 | Labour | 2026 | 2026 | Simple | 469194.075 | 0 | 0 | 469194.075 | 469194.075 | 1.1347 | 0 | 0 | 532399.9085 | 532399.9085 | 532399.9085 | 532399.9085 | 0% | 0 | 0 | 0 | 0 | Asset replacement and renewal | 10%
Renewals | b. Subtransmission cables | Distribution Switchgear | 10. Sub-transmission Surge Arresters (3 phase set) | 5.6 Ancillary Distribution Substation Equipment | Ancillary Distribution Substation Equipment | 0 | Other | 2026 | 2026 | Simple | 47500 | 0 | 0 | 47500 | 47500 | 1.1052 | 0 | 0 | 52496.6068 | 52496.6068 | 52496.6068 | 52496.6068 | 0% | 0 | 0 | 0 | 0 | Asset replacement and renewal | 8%
Renewals | b. Subtransmission cables | Distribution Switchgear | 10. Sub-transmission Surge Arresters (3 phase set) | 5.6 Ancillary Distribution Substation Equipment | Ancillary Distribution Substation Equipment | 0 | Labour | 2026 | 2026 | Simple | 47500 | 0 | 0 | 47500 | 47500 | 1.1347 | 0 | 0 | 53898.7958 | 53898.7958 | 53898.7958 | 53898.7958 | 0% | 0 | 0 | 0 | 0 | Asset replacement and renewal | 8%
Growth | d. Distribution and LV lines | Support Structures | 25. HV concrete or steel pole | 9 Distribution and LV Reinforcement | Poles | 0 | Other | 2026 | 2026 | Simple | 67660.425 | 0 | 0 | 67660.425 | 67660.425 | 1.1052 | 0 | 0 | 74777.7416 | 74777.7416 | 74777.7416 | 74777.7416 | 0% | 0 | 0 | 0 | 0 | System growth | 8%
Growth | d. Distribution and LV lines | Support Structures | 25. HV concrete or steel pole | 9 Distribution and LV Reinforcement | Poles | 0 | Labour | 2026 | 2026 | Simple | 67660.425 | 0 | 0 | 67660.425 | 67660.425 | 1.1347 | 0 | 0 | 76775.0617 | 76775.0617 | 76775.0617 | 76775.0617 | 0% | 0 | 0 | 0 | 0 | System growth | 8%
Growth | d. Distribution and LV lines | Support Structures | 26. HV wood pole | 9 Distribution and LV Reinforcement | Poles | 0 | Other | 2026 | 2026 | Simple | 67660.425 | 0 | 0 | 67660.425 | 67660.425 | 1.1052 | 0 | 0 | 74777.7416 | 74777.7416 | 74777.7416 | 74777.7416 | 0% | 0 | 0 | 0 | 0 | System growth | 10%
Growth | d. Distribution and LV lines | Support Structures | 26. HV wood pole | 9 Distribution and LV Reinforcement | Poles | 0 | Labour | 2026 | 2026 | Simple | 67660.425 | 0 | 0 | 67660.425 | 67660.425 | 1.1347 | 0 | 0 | 76775.0617 | 76775.0617 | 76775.0617 | 76775.0617 | 0% | 0 | 0 | 0 | 0 | System growth | 10%
Growth | d. Distribution and LV lines | Support Structures | 41. LV Concrete pole | 9 Distribution and LV Reinforcement | Poles | 0 | Other | 2026 | 2026 | Simple | 30071.3 | 0 | 0 | 30071.3 | 30071.3 | 1.1052 | 0 | 0 | 33234.5518 | 33234.5518 | 33234.5518 | 33234.5518 | 0% | 0 | 0 | 0 | 0 | System growth | 8%
Growth | d. Distribution and LV lines | Support Structures | 41. LV Concrete pole | 9 Distribution and LV Reinforcement | Poles | 0 | Labour | 2026 | 2026 | Simple | 30071.3 | 0 | 0 | 30071.3 | 30071.3 | 1.1347 | 0 | 0 | 34122.2497 | 34122.2497 | 34122.2497 | 34122.2497 | 0% | 0 | 0 | 0 | 0 | System growth | 8%
Growth | d. Distribution and LV lines | Support Structures | 42. LV Wood pole | 9 Distribution and LV Reinforcement | Poles | 0 | Other | 2026 | 2026 | Simple | 30071.3 | 0 | 0 | 30071.3 | 30071.3 | 1.1052 | 0 | 0 | 33234.5518 | 33234.5518 | 33234.5518 | 33234.5518 | 0% | 0 | 0 | 0 | 0 | System growth | 10%
Growth | d. Distribution and LV lines | Support Structures | 42. LV Wood pole | 9 Distribution and LV Reinforcement | Poles | 0 | Labour | 2026 | 2026 | Simple | 30071.3 | 0 | 0 | 30071.3 | 30071.3 | 1.1347 | 0 | 0 | 34122.2497 | 34122.2497 | 34122.2497 | 34122.2497 | 0% | 0 | 0 | 0 | 0 | System growth | 10%
Growth | d. Distribution and LV lines | Support Structures | 25. HV concrete or steel pole | 9 Distribution and LV Reinforcement | Crossarms | 0 | Other | 2026 | 2026 | Simple | 45106.95 | 0 | 0 | 45106.95 | 45106.95 | 1.1052 | 0 | 0 | 49851.8277 | 49851.8277 | 49851.8277 | 49851.8277 | 0% | 0 | 0 | 0 | 0 | System growth | 8%
Growth | d. Distribution and LV lines | Support Structures | 25. HV concrete or steel pole | 9 Distribution and LV Reinforcement | Crossarms | 0 | Labour | 2026 | 2026 | Simple | 45106.95 | 0 | 0 | 45106.95 | 45106.95 | 1.1347 | 0 | 0 | 51183.3745 | 51183.3745 | 51183.3745 | 51183.3745 | 0% | 0 | 0 | 0 | 0 | System growth | 8%
Growth | d. Distribution and LV lines | Support Structures | 26. HV wood pole | 9 Distribution and LV Reinforcement | Crossarms | 0 | Other | 2026 | 2026 | Simple | 45106.95 | 0 | 0 | 45106.95 | 45106.95 | 1.1052 | 0 | 0 | 49851.8277 | 49851.8277 | 49851.8277 | 49851.8277 | 0% | 0 | 0 | 0 | 0 | System growth | 10%
Growth | d. Distribution and LV lines | Support Structures | 26. HV wood pole | 9 Distribution and LV Reinforcement | Crossarms | 0 | Labour | 2026 | 2026 | Simple | 45106.95 | 0 | 0 | 45106.95 | 45106.95 | 1.1347 | 0 | 0 | 51183.3745 | 51183.3745 | 51183.3745 | 51183.3745 | 0% | 0 | 0 | 0 | 0 | System growth | 10%
Growth | d. Distribution and LV lines | Support Structures | 41. LV Concrete pole | 9 Distribution and LV Reinforcement | Crossarms | 0 | Other | 2026 | 2026 | Simple | 22553.475 | 0 | 0 | 22553.475 | 22553.475 | 1.1052 | 0 | 0 | 24925.9139 | 24925.9139 | 24925.9139 | 24925.9139 | 0% | 0 | 0 | 0 | 0 | System growth | 8%
Growth | d. Distribution and LV lines | Support Structures | 41. LV Concrete pole | 9 Distribution and LV Reinforcement | Crossarms | 0 | Labour | 2026 | 2026 | Simple | 22553.475 | 0 | 0 | 22553.475 | 22553.475 | 1.1347 | 0 | 0 | 25591.6872 | 25591.6872 | 25591.6872 | 25591.6872 | 0% | 0 | 0 | 0 | 0 | System growth | 8%
Growth | d. Distribution and LV lines | Support Structures | 42. LV Wood pole | 9 Distribution and LV Reinforcement | Crossarms | 0 | Other | 2026 | 2026 | Simple | 22553.475 | 0 | 0 | 22553.475 | 22553.475 | 1.1052 | 0 | 0 | 24925.9139 | 24925.9139 | 24925.9139 | 24925.9139 | 0% | 0 | 0 | 0 | 0 | System growth | 10%
Growth | d. Distribution and LV lines | Support Structures | 42. LV Wood pole | 9 Distribution and LV Reinforcement | Crossarms | 0 | Labour | 2026 | 2026 | Simple | 22553.475 | 0 | 0 | 22553.475 | 22553.475 | 1.1347 | 0 | 0 | 25591.6872 | 25591.6872 | 25591.6872 | 25591.6872 | 0% | 0 | 0 | 0 | 0 | System growth | 10%
Growth | g. Distribution switchgear | Distribution Switchgear | 32. 22 / 11 kV Load Break Switch (Excl Pole) | 9 Distribution and LV Reinforcement | Pole Mounted Switches | 0 | Other | 2026 | 2026 | Simple | 72171.12 | 0 | 0 | 72171.12 | 72171.12 | 1.1052 | 0 | 0 | 79762.9244 | 79762.9244 | 79762.9244 | 79762.9244 | 0% | 0 | 0 | 0 | 0 | System growth | 8%
Growth | g. Distribution switchgear | Distribution Switchgear | 32. 22 / 11 kV Load Break Switch (Excl Pole) | 9 Distribution and LV Reinforcement | Pole Mounted Switches | 0 | Labour | 2026 | 2026 | Simple | 48114.08 | 0 | 0 | 48114.08 | 48114.08 | 1.1347 | 0 | 0 | 54595.5995 | 54595.5995 | 54595.5995 | 54595.5995 | 0% | 0 | 0 | 0 | 0 | System growth | 8%
Growth | g. Distribution switchgear | Distribution Switchgear | 34. 22 / 11 kV Sectionaliser or Recloser (Excl Pole) | 9 Distribution and LV Reinforcement | Reclosers and Sectionalisers | 0 | Other | 2026 | 2026 | Simple | 54128.34 | 0 | 0 | 54128.34 | 54128.34 | 1.1052 | 0 | 0 | 59822.1933 | 59822.1933 | 59822.1933 | 59822.1933 | 0% | 0 | 0 | 0 | 0 | System growth | 8%
Growth | g. Distribution switchgear | Distribution Switchgear | 34. 22 / 11 kV Sectionaliser or Recloser (Excl Pole) | 9 Distribution and LV Reinforcement | Reclosers and Sectionalisers | 0 | Labour | 2026 | 2026 | Simple | 36085.56 | 0 | 0 | 36085.56 | 36085.56 | 1.1347 | 0 | 0 | 40946.6996 | 40946.6996 | 40946.6996 | 40946.6996 | 0% | 0 | 0 | 0 | 0 | System growth | 8%
Growth | g. Distribution switchgear | Distribution Switchgear | 33. 22 / 11 kV Dropout Fuse 3ph, 2ph (Excl Pole) | 9 Distribution and LV Reinforcement | Pole Mount Fuses | 0 | Other | 2026 | 2026 | Simple | 105249.55 | 0 | 0 | 105249.55 | 105249.55 | 1.1052 | 0 | 0 | 116320.9314 | 116320.9314 | 116320.9314 | 116320.9314 | 0% | 0 | 0 | 0 | 0 | System growth | 8%
Growth | g. Distribution switchgear | Distribution Switchgear | 33. 22 / 11 kV Dropout Fuse 3ph, 2ph (Excl Pole) | 9 Distribution and LV Reinforcement | Pole Mount Fuses | 0 | Labour | 2026 | 2026 | Simple | 105249.55 | 0 | 0 | 105249.55 | 105249.55 | 1.1347 | 0 | 0 | 119427.8738 | 119427.8738 | 119427.8738 | 119427.8738 | 0% | 0 | 0 | 0 | 0 | System growth | 8%
Growth | e. Distribution and LV cables | Distribution Switchgear | 47. Link Pillars | 9 Distribution and LV Reinforcement | Low Voltage Enclosures | 0 | Other | 2026 | 2026 | Simple | 15035.65 | 0 | 0 | 15035.65 | 15035.65 | 1.1052 | 0 | 0 | 16617.2759 | 16617.2759 | 16617.2759 | 16617.2759 | 0% | 0 | 0 | 0 | 0 | System growth | 8%
Growth | e. Distribution and LV cables | Distribution Switchgear | 47. Link Pillars | 9 Distribution and LV Reinforcement | Low Voltage Enclosures | 0 | Labour | 2026 | 2026 | Simple | 15035.65 | 0 | 0 | 15035.65 | 15035.65 | 1.1347 | 0 | 0 | 17061.1248 | 17061.1248 | 17061.1248 | 17061.1248 | 0% | 0 | 0 | 0 | 0 | System growth | 8%
Growth | f. Distribution substations and transformers | Distribution Transformers | 39. Ground Mounted, 22/0 | 9 Distribution and LV Reinforcement | Ground Mounted Distribution Transformers | 0 | Transformers | 2026 | 2026 | Simple | 240570.4 | 0 | 0 | 240570.4 | 240570.4 | 0.9723 | 0 | 0 | 233907.1686 | 233907.1686 | 233907.1686 | 233907.1686 | 0% | 0 | 0 | 0 | 0 | System growth | 8%
Growth | f. Distribution substations and transformers | Distribution Transformers | 39. Ground Mounted, 22/0 | 9 Distribution and LV Reinforcement | Ground Mounted Distribution Transformers | 0 | Labour | 2026 | 2026 | Simple | 60142.6 | 0 | 0 | 60142.6 | 60142.6 | 1.1347 | 0 | 0 | 68244.4993 | 68244.4993 | 68244.4993 | 68244.4993 | 0% | 0 | 0 | 0 | 0 | System growth | 8%
Growth | f. Distribution substations and transformers | Distribution Transformers | 38. Pole Mounted Single/Two/Three Phase, 22/0 | 9 Distribution and LV Reinforcement | Pole Mounted Distribution Transformers | 0 | Transformers | 2026 | 2026 | Simple | 72171.12 | 0 | 0 | 72171.12 | 72171.12 | 0.9723 | 0 | 0 | 70172.1506 | 70172.1506 | 70172.1506 | 70172.1506 | 0% | 0 | 0 | 0 | 0 | System growth | 8%
Growth | f. Distribution substations and transformers | Distribution Transformers | 38. Pole Mounted Single/Two/Three Phase, 22/0 | 9 Distribution and LV Reinforcement | Pole Mounted Distribution Transformers | 0 | Labour | 2026 | 2026 | Simple | 18042.78 | 0 | 0 | 18042.78 | 18042.78 | 1.1347 | 0 | 0 | 20473.3498 | 20473.3498 | 20473.3498 | 20473.3498 | 0% | 0 | 0 | 0 | 0 | System growth | 8%
Growth | g. Distribution switchgear | Distribution Transformers | 35. Voltage Regulator | 9 Distribution and LV Reinforcement | Voltage Regulators | 0 | Transformers | 2026 | 2026 | Simple | 12028.52 | 0 | 0 | 12028.52 | 12028.52 | 0.9723 | 0 | 0 | 11695.3584 | 11695.3584 | 11695.3584 | 11695.3584 | 0% | 0 | 0 | 0 | 0 | System growth | 8%
Growth | g. Distribution switchgear | Distribution Transformers | 35. Voltage Regulator | 9 Distribution and LV Reinforcement | Voltage Regulators | 0 | Labour | 2026 | 2026 | Simple | 3007.13 | 0 | 0 | 3007.13 | 3007.13 | 1.1347 | 0 | 0 | 3412.225 | 3412.225 | 3412.225 | 3412.225 | 0% | 0 | 0 | 0 | 0 | System growth | 8%
Growth | c. Zone substations | Secondary Systems | 19. Circuit/Transformer/Feeder/Bus Section/Coupler Protection & Controls - Digital | 9 Distribution and LV Reinforcement | Protection | 0 | Other | 2026 | 2026 | Simple | 6014.26 | 0 | 0 | 6014.26 | 6014.26 | 1.1052 | 0 | 0 | 6646.9104 | 6646.9104 | 6646.9104 | 6646.9104 | 0% | 0 | 0 | 0 | 0 | System growth | 8%
Growth | c. Zone substations | Secondary Systems | 19. Circuit/Transformer/Feeder/Bus Section/Coupler Protection & Controls - Digital | 9 Distribution and LV Reinforcement | Protection | 0 | Labour | 2026 | 2026 | Simple | 24057.04 | 0 | 0 | 24057.04 | 24057.04 | 1.1347 | 0 | 0 | 27297.7997 | 27297.7997 | 27297.7997 | 27297.7997 | 0% | 0 | 0 | 0 | 0 | System growth | 8%
Growth | h. Other network assets | Secondary Systems | 50. SCADA and Comms (Central Facilities and / or wider Network Communications Equipment) | 9 Distribution and LV Reinforcement | Remote Terminal Units | 0 | Other | 2026 | 2026 | Simple | 3007.13 | 0 | 0 | 3007.13 | 3007.13 | 1.1052 | 0 | 0 | 3323.4552 | 3323.4552 | 3323.4552 | 3323.4552 | 0% | 0 | 0 | 0 | 0 | System growth | 10%
Growth | h. Other network assets | Secondary Systems | 50. SCADA and Comms (Central Facilities and / or wider Network Communications Equipment) | 9 Distribution and LV Reinforcement | Remote Terminal Units | 0 | Labour | 2026 | 2026 | Simple | 12028.52 | 0 | 0 | 12028.52 | 12028.52 | 1.1347 | 0 | 0 | 13648.8999 | 13648.8999 | 13648.8999 | 13648.8999 | 0% | 0 | 0 | 0 | 0 | System growth | 10%
Growth | e. Distribution and LV cables | Cables | 29. HV XLPE installed in or after 1985 | 9 Distribution and LV Reinforcement | Distribution Cables | 0 | Cables | 2026 | 2026 | Simple | 243577.53 | 0 | 0 | 243577.53 | 243577.53 | 1.1276 | 0 | 0 | 274669.6942 | 274669.6942 | 274669.6942 | 274669.6942 | 0% | 0 | 0 | 0 | 0 | System growth | 8%
Growth | e. Distribution and LV cables | Cables | 29. HV XLPE installed in or after 1985 | 9 Distribution and LV Reinforcement | Distribution Cables | 0 | Labour | 2026 | 2026 | Simple | 568347.57 | 0 | 0 | 568347.57 | 568347.57 | 1.1347 | 0 | 0 | 644910.5186 | 644910.5186 | 644910.5186 | 644910.5186 | 0% | 0 | 0 | 0 | 0 | System growth | 8%
Growth | e. Distribution and LV cables | Cables | 45. LV XLPE or PVC installed in or after 1985 | 9 Distribution and LV Reinforcement | Low Voltage Cables | 0 | Cables | 2026 | 2026 | Simple | 24057.04 | 0 | 0 | 24057.04 | 24057.04 | 1.1276 | 0 | 0 | 27127.871 | 27127.871 | 27127.871 | 27127.871 | 0% | 0 | 0 | 0 | 0 | System growth | 8%
Growth | e. Distribution and LV cables | Cables | 45. LV XLPE or PVC installed in or after 1985 | 9 Distribution and LV Reinforcement | Low Voltage Cables | 0 | Labour | 2026 | 2026 | Simple | 36085.56 | 0 | 0 | 36085.56 | 36085.56 | 1.1347 | 0 | 0 | 40946.6996 | 40946.6996 | 40946.6996 | 40946.6996 | 0% | 0 | 0 | 0 | 0 | System growth | 8%
Growth | d. Distribution and LV lines | Overhead Conductors | 25. HV concrete or steel pole | 9 Distribution and LV Reinforcement | Distribution Conductor | 0 | Conductor | 2026 | 2026 | Simple | 48114.08 | 0 | 0 | 48114.08 | 48114.08 | 1.1311 | 0 | 0 | 54422.9672 | 54422.9672 | 54422.9672 | 54422.9672 | 0% | 0 | 0 | 0 | 0 | System growth | 8%
Growth | d. Distribution and LV lines | Overhead Conductors | 25. HV concrete or steel pole | 9 Distribution and LV Reinforcement | Distribution Conductor | 0 | Labour | 2026 | 2026 | Simple | 192456.32 | 0 | 0 | 192456.32 | 192456.32 | 1.1347 | 0 | 0 | 218382.3978 | 218382.3978 | 218382.3978 | 218382.3978 | 0% | 0 | 0 | 0 | 0 | System growth | 8%
Growth | d. Distribution and LV lines | Overhead Conductors | 26. HV wood pole | 9 Distribution and LV Reinforcement | Distribution Conductor | 0 | Conductor | 2026 | 2026 | Simple | 48114.08 | 0 | 0 | 48114.08 | 48114.08 | 1.1311 | 0 | 0 | 54422.9672 | 54422.9672 | 54422.9672 | 54422.9672 | 0% | 0 | 0 | 0 | 0 | System growth | 10%
Growth | d. Distribution and LV lines | Overhead Conductors | 26. HV wood pole | 9 Distribution and LV Reinforcement | Distribution Conductor | 0 | Labour | 2026 | 2026 | Simple | 192456.32 | 0 | 0 | 192456.32 | 192456.32 | 1.1347 | 0 | 0 | 218382.3978 | 218382.3978 | 218382.3978 | 218382.3978 | 0% | 0 | 0 | 0 | 0 | System growth | 10%
Growth | d. Distribution and LV lines | Overhead Conductors | 41. LV Concrete pole | 9 Distribution and LV Reinforcement | Low Voltage Conductor | 0 | Conductor | 2026 | 2026 | Simple | 9021.39 | 0 | 0 | 9021.39 | 9021.39 | 1.1311 | 0 | 0 | 10204.3063 | 10204.3063 | 10204.3063 | 10204.3063 | 0% | 0 | 0 | 0 | 0 | System growth | 8%
Growth | d. Distribution and LV lines | Overhead Conductors | 41. LV Concrete pole | 9 Distribution and LV Reinforcement | Low Voltage Conductor | 0 | Labour | 2026 | 2026 | Simple | 36085.56 | 0 | 0 | 36085.56 | 36085.56 | 1.1347 | 0 | 0 | 40946.6996 | 40946.6996 | 40946.6996 | 40946.6996 | 0% | 0 | 0 | 0 | 0 | System growth | 8%
Growth | d. Distribution and LV lines | Overhead Conductors | 42. LV Wood pole | 9 Distribution and LV Reinforcement | Low Voltage Conductor | 0 | Conductor | 2026 | 2026 | Simple | 9021.39 | 0 | 0 | 9021.39 | 9021.39 | 1.1311 | 0 | 0 | 10204.3063 | 10204.3063 | 10204.3063 | 10204.3063 | 0% | 0 | 0 | 0 | 0 | System growth | 10%
Growth | d. Distribution and LV lines | Overhead Conductors | 42. LV Wood pole | 9 Distribution and LV Reinforcement | Low Voltage Conductor | 0 | Labour | 2026 | 2026 | Simple | 36085.56 | 0 | 0 | 36085.56 | 36085.56 | 1.1347 | 0 | 0 | 40946.6996 | 40946.6996 | 40946.6996 | 40946.6996 | 0% | 0 | 0 | 0 | 0 | System growth | 10%
Renewals | d. Distribution and LV lines | Support Structures | 25. HV concrete or steel pole | 1.1 Poles | Poles | 0 | Other | 2026 | 2026 | Simple | 2559300 | 0 | 0 | 2559300 | 2559300 | 1.1052 | 0 | 0 | 2828517.1731 | 2828517.1731 | 2828517.1731 | 2828517.1731 | 0% | 0 | 0 | 0 | 0 | Asset replacement and renewal | 8%
Renewals | d. Distribution and LV lines | Support Structures | 25. HV concrete or steel pole | 1.1 Poles | Poles | 0 | Labour | 2026 | 2026 | Simple | 2559300 | 0 | 0 | 2559300 | 2559300 | 1.1347 | 0 | 0 | 2904067.1193 | 2904067.1193 | 2904067.1193 | 2904067.1193 | 0% | 0 | 0 | 0 | 0 | Asset replacement and renewal | 8%
Renewals | d. Distribution and LV lines | Support Structures | 25. HV concrete or steel pole | 1.2 Crossarms | Crossarms | 0 | Other | 2026 | 2026 | Simple | 3791081 | 0 | 0 | 3791081 | 3791081 | 1.1052 | 0 | 0 | 4189871.3372 | 4189871.3372 | 4189871.3372 | 4189871.3372 | 0% | 0 | 0 | 0 | 0 | Asset replacement and renewal | 8%
Renewals | d. Distribution and LV lines | Support Structures | 25. HV concrete or steel pole | 1.2 Crossarms | Crossarms | 0 | Labour | 2026 | 2026 | Simple | 3791081 | 0 | 0 | 3791081 | 3791081 | 1.1347 | 0 | 0 | 4301783.1745 | 4301783.1745 | 4301783.1745 | 4301783.1745 | 0% | 0 | 0 | 0 | 0 | Asset replacement and renewal | 8%
Renewals | d. Distribution and LV lines | Overhead Conductors | 25. HV concrete or steel pole | 2.2 Distribution Conductor | Distribution Conductor | 0 | Conductor | 2026 | 2026 | Simple | 1088130 | 0 | 0 | 1088130 | 1088130 | 1.1311 | 0 | 0 | 1230809.4276 | 1230809.4276 | 1230809.4276 | 1230809.4276 | 0% | 0 | 0 | 0 | 0 | Asset replacement and renewal | 8%
Renewals | d. Distribution and LV lines | Overhead Conductors | 25. HV concrete or steel pole | 2.2 Distribution Conductor | Distribution Conductor | 0 | Labour | 2026 | 2026 | Simple | 4352520 | 0 | 0 | 4352520 | 4352520 | 1.1347 | 0 | 0 | 4938854.4594 | 4938854.4594 | 4938854.4594 | 4938854.4594 | 0% | 0 | 0 | 0 | 0 | Asset replacement and renewal | 8%
Renewals | d. Distribution and LV lines | Overhead Conductors | 25. HV concrete or steel pole | 2.3 Low Voltage Conductor | Distribution Conductor | 0 | Conductor | 2026 | 2026 | Simple | 847476 | 0 | 0 | 847476 | 847476 | 1.1311 | 0 | 0 | 958600.0298 | 958600.0298 | 958600.0298 | 958600.0298 | 0% | 0 | 0 | 0 | 0 | Asset replacement and renewal | 8%
Renewals | d. Distribution and LV lines | Overhead Conductors | 25. HV concrete or steel pole | 2.3 Low Voltage Conductor | Distribution Conductor | 0 | Labour | 2026 | 2026 | Simple | 3389904 | 0 | 0 | 3389904 | 3389904 | 1.1347 | 0 | 0 | 3846563.0226 | 3846563.0226 | 3846563.0226 | 3846563.0226 | 0% | 0 | 0 | 0 | 0 | Asset replacement and renewal | 8%
Renewals | g. Distribution switchgear | Distribution Switchgear | 36. Ring Main Unit – 3 Way | 5.1 Ground Mounted Switchgear | Ground Mounted Switchgear | 0 | Switchgear | 2026 | 2026 | Simple | 1425000 | 0 | 0 | 1425000 | 1425000 | 1.0104 | 0 | 0 | 1439765.1125 | 1439765.1125 | 1439765.1125 | 1439765.1125 | 0% | 0 | 0 | 0 | 0 | Asset replacement and renewal | 8%
Renewals | g. Distribution switchgear | Distribution Switchgear | 36. Ring Main Unit – 3 Way | 5.1 Ground Mounted Switchgear | Ground Mounted Switchgear | 0 | Labour | 2026 | 2026 | Simple | 356250 | 0 | 0 | 356250 | 356250 | 1.1347 | 0 | 0 | 404240.9687 | 404240.9687 | 404240.9687 | 404240.9687 | 0% | 0 | 0 | 0 | 0 | Asset replacement and renewal | 8%
Renewals | e. Distribution and LV cables | Distribution Switchgear | 47. Link Pillars | 5.4 Low Voltage Enclosures | Low Voltage Enclosures | 0 | Other | 2026 | 2026 | Simple | 341250 | 0 | 0 | 341250 | 341250 | 1.1052 | 0 | 0 | 377146.675 | 377146.675 | 377146.675 | 377146.675 | 0% | 0 | 0 | 0 | 0 | Asset replacement and renewal | 8%
Renewals | e. Distribution and LV cables | Distribution Switchgear | 47. Link Pillars | 5.4 Low Voltage Enclosures | Low Voltage Enclosures | 0 | Labour | 2026 | 2026 | Simple | 341250 | 0 | 0 | 341250 | 341250 | 1.1347 | 0 | 0 | 387220.2963 | 387220.2963 | 387220.2963 | 387220.2963 | 0% | 0 | 0 | 0 | 0 | Asset replacement and renewal | 8%
Renewals | e. Distribution and LV cables | Distribution Switchgear | 48. LV Overhead / Underground Customer Service Connections | 5.4 Low Voltage Enclosures | Low Voltage Enclosures | 0 | Other | 2026 | 2026 | Simple | 390000 | 0 | 0 | 390000 | 390000 | 1.1052 | 0 | 0 | 431024.7714 | 431024.7714 | 431024.7714 | 431024.7714 | 0% | 0 | 0 | 0 | 0 | Asset replacement and renewal | 8%
Renewals | e. Distribution and LV cables | Distribution Switchgear | 48. LV Overhead / Underground Customer Service Connections | 5.4 Low Voltage Enclosures | Low Voltage Enclosures | 0 | Labour | 2026 | 2026 | Simple | 390000 | 0 | 0 | 390000 | 390000 | 1.1347 | 0 | 0 | 442537.4815 | 442537.4815 | 442537.4815 | 442537.4815 | 0% | 0 | 0 | 0 | 0 | Asset replacement and renewal | 8%
Renewals | c. Zone substations | Secondary Systems | 19. Circuit/Transformer/Feeder/Bus Section/Coupler Protection & Controls - Digital | 7.1 Protection | Protection | 0 | Other | 2026 | 2026 | Simple | 250800 | 0 | 0 | 250800 | 250800 | 1.1052 | 0 | 0 | 277182.0838 | 277182.0838 | 277182.0838 | 277182.0838 | 0% | 0 | 0 | 0 | 0 | Asset replacement and renewal | 8%
Renewals | c. Zone substations | Secondary Systems | 19. Circuit/Transformer/Feeder/Bus Section/Coupler Protection & Controls - Digital | 7.1 Protection | Protection | 0 | Labour | 2026 | 2026 | Simple | 1003200 | 0 | 0 | 1003200 | 1003200 | 1.1347 | 0 | 0 | 1138342.5679 | 1138342.5679 | 1138342.5679 | 1138342.5679 | 0% | 0 | 0 | 0 | 0 | Asset replacement and renewal | 8%
Non Network Capex | i. Non-network assets | Non-network Assets | 54. Computer hardware | 14 IT | Computer hardware | 0 | Other | 2026 | 2026 | Simple | 75000 | 0 | 0 | 75000 | 75000 | 1.1052 | 0 | 0 | 82889.3791 | 82889.3791 | 82889.3791 | 82889.3791 | 0% | 0 | 0 | 0 | 0 | Non-network CAPEX | 50%
Non Network Capex | i. Non-network assets | Non-network Assets | 55. Computer software | 14 IT | Computer software | 0 | Other | 2026 | 2026 | Simple | 1425000 | 0 | 0 | 1425000 | 1425000 | 1.1052 | 0 | 0 | 1574898.2033 | 1574898.2033 | 1574898.2033 | 1574898.2033 | 0% | 0 | 0 | 0 | 0 | Non-network CAPEX | 50%
Non Network Capex | i. Non-network assets | Non-network Assets | 59. Other non-network | 14 IT | 0 | 14 IT | Other | 2026 | 2026 | Simple | 0 | 0 | 0 | 0 | 0 | 1.1052 | 0 | 0 | 0 | 0 | 0 | 0 | 0% | 0 | 0 | 0 | 0 | Non-network CAPEX
Non Network Capex | i. Non-network assets | Non-network Assets | 57. Plant and equipment | 15 Facilities | 0 | 15 Facilities | Other | 2026 | 2026 | Simple | 0 | 0 | 0 | 0 | 0 | 1.1052 | 0 | 0 | 0 | 0 | 0 | 0 | 0% | 0 | 0 | 0 | 0 | Non-network CAPEX
Renewals | b. Subtransmission cables | Cables | 4. Subtransmission XLPE installed in or after 1985 | 3.1 Subtransmission Cables | Subtransmission Cables | 0 | Cables | 2026 | 2026 | Simple | 1218888 | 0 | 0 | 1218888 | 1218888 | 1.1276 | 0 | 0 | 1374476.5138 | 1374476.5138 | 1374476.5138 | 1374476.5138 | 0% | 0 | 0 | 0 | 0 | Asset replacement and renewal | 8%
Renewals | b. Subtransmission cables | Cables | 4. Subtransmission XLPE installed in or after 1985 | 3.1 Subtransmission Cables | Subtransmission Cables | 0 | Labour | 2026 | 2026 | Simple | 2844072 | 0 | 0 | 2844072 | 2844072 | 1.1347 | 0 | 0 | 3227201.18 | 3227201.18 | 3227201.18 | 3227201.18 | 0% | 0 | 0 | 0 | 0 | Asset replacement and renewal | 8%
Renewals | c. Zone substations | Zone Substations | 12. Site Development and Buildings | 4.1 Zone Substations | Buildings and Grounds | 0 | Labour | 2026 | 2026 | Simple | 381045 | 0 | 0 | 381045 | 381045 | 1.1347 | 0 | 0 | 432376.1401 | 432376.1401 | 432376.1401 | 432376.1401 | 0% | 0 | 0 | 0 | 0 | Asset replacement and renewal | 0%
Renewals | c. Zone substations | Zone Substations | 12. Site Development and Buildings | 4.1 Zone Substations | Buildings and Grounds | 0 | Other | 2026 | 2026 | Simple | 381045 | 0 | 0 | 381045 | 381045 | 1.1052 | 0 | 0 | 421127.7796 | 421127.7796 | 421127.7796 | 421127.7796 | 0% | 0 | 0 | 0 | 0 | Asset replacement and renewal | 0%
Renewals | c. Zone substations | Zone Substations | 13. Transformers | 4.1 Zone Substations | Power Transformers | 0 | Labour | 2026 | 2026 | Simple | 290126.2 | 0 | 0 | 290126.2 | 290126.2 | 1.1347 | 0 | 0 | 329209.533 | 329209.533 | 329209.533 | 329209.533 | 0% | 0 | 0 | 0 | 0 | Asset replacement and renewal | 8%
Renewals | c. Zone substations | Zone Substations | 13. Transformers | 4.1 Zone Substations | Power Transformers | 0 | Transformers | 2026 | 2026 | Simple | 435189.3 | 0 | 0 | 435189.3 | 435189.3 | 0.9723 | 0 | 0 | 423135.5852 | 423135.5852 | 423135.5852 | 423135.5852 | 0% | 0 | 0 | 0 | 0 | Asset replacement and renewal | 8%
Renewals | c. Zone substations | Zone Substations | 14. 66/50/33/22/11 kV Indoor Switchgear Cubicle | 4.1 Zone Substations | Indoor Switchgear | 0 | Labour | 2026 | 2026 | Simple | 95760 | 0 | 0 | 95760 | 95760 | 1.1347 | 0 | 0 | 108659.9724 | 108659.9724 | 108659.9724 | 108659.9724 | 0% | 0 | 0 | 0 | 0 | Asset replacement and renewal | 8%
Renewals | c. Zone substations | Zone Substations | 14. 66/50/33/22/11 kV Indoor Switchgear Cubicle | 4.1 Zone Substations | Indoor Switchgear | 0 | Switchgear | 2026 | 2026 | Simple | 143640 | 0 | 0 | 143640 | 143640 | 1.0104 | 0 | 0 | 145128.3233 | 145128.3233 | 145128.3233 | 145128.3233 | 0% | 0 | 0 | 0 | 0 | Asset replacement and renewal | 8%
Renewals | c. Zone substations | Zone Substations | 16. 66/50/33/22/11 kV Outdoor Circuit Breakers | 4.1 Zone Substations | Outdoor Switchgear | 0 | Labour | 2026 | 2026 | Simple | 22344 | 0 | 0 | 22344 | 22344 | 1.1347 | 0 | 0 | 25353.9936 | 25353.9936 | 25353.9936 | 25353.9936 | 0% | 0 | 0 | 0 | 0 | Asset replacement and renewal | 8%
Renewals | c. Zone substations | Zone Substations | 16. 66/50/33/22/11 kV Outdoor Circuit Breakers | 4.1 Zone Substations | Outdoor Switchgear | 0 | Switchgear | 2026 | 2026 | Simple | 89376 | 0 | 0 | 89376 | 89376 | 1.0104 | 0 | 0 | 90302.0679 | 90302.0679 | 90302.0679 | 90302.0679 | 0% | 0 | 0 | 0 | 0 | Asset replacement and renewal | 8%
Renewals | c. Zone substations | Secondary Systems | 23. DC Supplies, Batteries and Inverters | 4.1 Zone Substations | DC Systems | 0 | Labour | 2026 | 2026 | Simple | 59105.2 | 0 | 0 | 59105.2 | 59105.2 | 1.1347 | 0 | 0 | 67067.3496 | 67067.3496 | 67067.3496 | 67067.3496 | 0% | 0 | 0 | 0 | 0 | Asset replacement and renewal | 8%
Renewals | c. Zone substations | Secondary Systems | 23. DC Supplies, Batteries and Inverters | 4.1 Zone Substations | DC Systems | 0 | Other | 2026 | 2026 | Simple | 14776.3 | 0 | 0 | 14776.3 | 14776.3 | 1.1052 | 0 | 0 | 16330.6444 | 16330.6444 | 16330.6444 | 16330.6444 | 0% | 0 | 0 | 0 | 0 | Asset replacement and renewal | 8%
Renewals | e. Distribution and LV cables | Cables | 29. HV XLPE installed in or after 1985 | 4.1 Zone Substations | Distribution Cables | 0 | Labour | 2026 | 2026 | Simple | 34912.5 | 0 | 0 | 34912.5 | 34912.5 | 1.1347 | 0 | 0 | 39615.6149 | 39615.6149 | 39615.6149 | 39615.6149 | 0% | 0 | 0 | 0 | 0 | Asset replacement and renewal | 8%
Renewals | e. Distribution and LV cables | Cables | 29. HV XLPE installed in or after 1985 | 4.1 Zone Substations | Distribution Cables | 0 | Cables | 2026 | 2026 | Simple | 14962.5 | 0 | 0 | 14962.5 | 14962.5 | 1.1276 | 0 | 0 | 16872.432 | 16872.432 | 16872.432 | 16872.432 | 0% | 0 | 0 | 0 | 0 | Asset replacement and renewal | 8%
Renewals | f. Distribution substations and transformers | Distribution Transformers | 39. Ground Mounted, 22/0 | 4.1 Zone Substations | Ground Mounted Distribution Transformers | 0 | Labour | 2026 | 2026 | Simple | 6064.8 | 0 | 0 | 6064.8 | 6064.8 | 1.1347 | 0 | 0 | 6881.7983 | 6881.7983 | 6881.7983 | 6881.7983 | 0% | 0 | 0 | 0 | 0 | Asset replacement and renewal | 8%
Renewals | f. Distribution substations and transformers | Distribution Transformers | 39. Ground Mounted, 22/0 | 4.1 Zone Substations | Ground Mounted Distribution Transformers | 0 | Transformers | 2026 | 2026 | Simple | 24259.2 | 0 | 0 | 24259.2 | 24259.2 | 0.9723 | 0 | 0 | 23587.2775 | 23587.2775 | 23587.2775 | 23587.2775 | 0% | 0 | 0 | 0 | 0 | Asset replacement and renewal | 8%
Renewals | h. Other network assets | Secondary Systems | 50. SCADA and Comms (Central Facilities and / or wider Network Communications Equipment) | 4.1 Zone Substations | Remote Terminal Units | 0 | Labour | 2026 | 2026 | Simple | 44688 | 0 | 0 | 44688 | 44688 | 1.1347 | 0 | 0 | 50707.9871 | 50707.9871 | 50707.9871 | 50707.9871 | 0% | 0 | 0 | 0 | 0 | Asset replacement and renewal | 10%
Renewals | h. Other network assets | Secondary Systems | 50. SCADA and Comms (Central Facilities and / or wider Network Communications Equipment) | 4.1 Zone Substations | Remote Terminal Units | 0 | Other | 2026 | 2026 | Simple | 11172 | 0 | 0 | 11172 | 11172 | 1.1052 | 0 | 0 | 12347.2019 | 12347.2019 | 12347.2019 | 12347.2019 | 0% | 0 | 0 | 0 | 0 | Asset replacement and renewal | 10%
Renewals | c. Zone substations | Zone Substations | 13. Transformers | 4.1 Zone Substations | Power Transformers | 0 | Labour | 2026 | 2026 | Simple | 240916.2 | 0 | 0 | 240916.2 | 240916.2 | 1.1347 | 0 | 0 | 273370.3805 | 273370.3805 | 273370.3805 | 273370.3805 | 0% | 0 | 0 | 0 | 0 | Asset replacement and renewal | 8%
Renewals | c. Zone substations | Zone Substations | 13. Transformers | 4.1 Zone Substations | Power Transformers | 0 | Transformers | 2026 | 2026 | Simple | 361374.3 | 0 | 0 | 361374.3 | 361374.3 | 0.9723 | 0 | 0 | 351365.0862 | 351365.0862 | 351365.0862 | 351365.0862 | 0% | 0 | 0 | 0 | 0 | Asset replacement and renewal | 8%
Renewals | c. Zone substations | Zone Substations | 12. Site Development and Buildings | 4.1 Zone Substations | Buildings and Grounds | 0 | Labour | 2026 | 2027 | Complex | 155895 | 0 | 0 | 155895 | 155895 | 1.1347 | 0 | 0 | 176895.8479 | 176895.8479 | 176895.8479 | 176895.8479 | 3.557% | 5544.7101 | 6291.6463 | 183187.4942 | 183187.4942 | Asset replacement and renewal | 0%
Renewals | c. Zone substations | Zone Substations | 12. Site Development and Buildings | 4.1 Zone Substations | Buildings and Grounds | 0 | Other | 2026 | 2027 | Complex | 155895 | 0 | 0 | 155895 | 155895 | 1.1052 | 0 | 0 | 172293.8634 | 172293.8634 | 172293.8634 | 172293.8634 | 3.557% | 5544.7101 | 6127.9677 | 178421.8312 | 178421.8312 | Asset replacement and renewal | 0%
Renewals | c. Zone substations | Zone Substations | 13. Transformers | 4.1 Zone Substations | Power Transformers | 0 | Labour | 2026 | 2027 | Complex | 389811.6 | 0 | 0 | 389811.6 | 389811.6 | 1.1347 | 0 | 0 | 442323.7019 | 442323.7019 | 442323.7019 | 442323.7019 | 3.557% | 13864.4108 | 15732.1063 | 458055.8082 | 458055.8082 | Asset replacement and renewal | 8%
Renewals | c. Zone substations | Zone Substations | 13. Transformers | 4.1 Zone Substations | Power Transformers | 0 | Transformers | 2026 | 2027 | Complex | 584717.4 | 0 | 0 | 584717.4 | 584717.4 | 0.9723 | 0 | 0 | 568522.1103 | 568522.1103 | 568522.1103 | 568522.1103 | 3.557% | 20796.6163 | 20220.5991 | 588742.7094 | 588742.7094 | Asset replacement and renewal | 8%
Renewals | c. Zone substations | Zone Substations | 14. 66/50/33/22/11 kV Indoor Switchgear Cubicle | 4.1 Zone Substations | Indoor Switchgear | 0 | Labour | 2026 | 2027 | Complex | 153216 | 0 | 0 | 153216 | 153216 | 1.1347 | 0 | 0 | 173855.9558 | 173855.9558 | 173855.9558 | 173855.9558 | 3.557% | 5449.4263 | 6183.5266 | 180039.4824 | 180039.4824 | Asset replacement and renewal | 8%
Renewals | c. Zone substations | Zone Substations | 14. 66/50/33/22/11 kV Indoor Switchgear Cubicle | 4.1 Zone Substations | Indoor Switchgear | 0 | Switchgear | 2026 | 2027 | Complex | 229824 | 0 | 0 | 229824 | 229824 | 1.0104 | 0 | 0 | 232205.3173 | 232205.3173 | 232205.3173 | 232205.3173 | 3.557% | 8174.1394 | 8258.8356 | 240464.1529 | 240464.1529 | Asset replacement and renewal | 8%
Renewals | c. Zone substations | Secondary Systems | 19. Circuit/Transformer/Feeder/Bus Section/Coupler Protection & Controls - Digital | 4.1 Zone Substations | Protection | 0 | Labour | 2026 | 2027 | Complex | 144916.8 | 0 | 0 | 144916.8 | 144916.8 | 1.1347 | 0 | 0 | 164438.7582 | 164438.7582 | 164438.7582 | 164438.7582 | 3.557% | 5154.249 | 5848.5856 | 170287.3438 | 170287.3438 | Asset replacement and renewal | 8%
Renewals | c. Zone substations | Secondary Systems | 19. Circuit/Transformer/Feeder/Bus Section/Coupler Protection & Controls - Digital | 4.1 Zone Substations | Protection | 0 | Other | 2026 | 2027 | Complex | 36229.2 | 0 | 0 | 36229.2 | 36229.2 | 1.1052 | 0 | 0 | 40040.2119 | 40040.2119 | 40040.2119 | 40040.2119 | 3.557% | 1288.5623 | 1424.1083 | 41464.3203 | 41464.3203 | Asset replacement and renewal | 8%
Renewals | c. Zone substations | Secondary Systems | 23. DC Supplies, Batteries and Inverters | 4.1 Zone Substations | DC Systems | 0 | Labour | 2026 | 2027 | Complex | 50661.6 | 0 | 0 | 50661.6 | 50661.6 | 1.1347 | 0 | 0 | 57486.2997 | 57486.2997 | 57486.2997 | 57486.2997 | 3.557% | 1801.8787 | 2044.6125 | 59530.9122 | 59530.9122 | Asset replacement and renewal | 8%
Renewals | c. Zone substations | Secondary Systems | 23. DC Supplies, Batteries and Inverters | 4.1 Zone Substations | DC Systems | 0 | Other | 2026 | 2027 | Complex | 12665.4 | 0 | 0 | 12665.4 | 12665.4 | 1.1052 | 0 | 0 | 13997.6952 | 13997.6952 | 13997.6952 | 13997.6952 | 3.557% | 450.4697 | 497.8554 | 14495.5506 | 14495.5506 | Asset replacement and renewal | 8%
Renewals | c. Zone substations | Zone Substations | 24. Zone substations other Items | 4.1 Zone Substations | Ancillary Zone Substation equipment | 0 | Labour | 2026 | 2027 | Complex | 7125 | 0 | 0 | 7125 | 7125 | 1.1347 | 0 | 0 | 8084.8194 | 8084.8194 | 8084.8194 | 8084.8194 | 3.557% | 253.4145 | 287.5524 | 8372.3718 | 8372.3718 | Asset replacement and renewal | 8%
Renewals | c. Zone substations | Zone Substations | 24. Zone substations other Items | 4.1 Zone Substations | Ancillary Zone Substation equipment | 0 | Other | 2026 | 2027 | Complex | 7125 | 0 | 0 | 7125 | 7125 | 1.1052 | 0 | 0 | 7874.491 | 7874.491 | 7874.491 | 7874.491 | 3.557% | 253.4145 | 280.0717 | 8154.5627 | 8154.5627 | Asset replacement and renewal | 8%
Renewals | e. Distribution and LV cables | Cables | 29. HV XLPE installed in or after 1985 | 4.1 Zone Substations | Distribution Cables | 0 | Labour | 2026 | 2027 | Complex | 20947.5 | 0 | 0 | 20947.5 | 20947.5 | 1.1347 | 0 | 0 | 23769.369 | 23769.369 | 23769.369 | 23769.369 | 3.557% | 745.0387 | 845.404 | 24614.773 | 24614.773 | Asset replacement and renewal | 8%
Renewals | e. Distribution and LV cables | Cables | 29. HV XLPE installed in or after 1985 | 4.1 Zone Substations | Distribution Cables | 0 | Cables | 2026 | 2027 | Complex | 8977.5 | 0 | 0 | 8977.5 | 8977.5 | 1.1276 | 0 | 0 | 10123.4592 | 10123.4592 | 10123.4592 | 10123.4592 | 3.557% | 319.3023 | 360.0606 | 10483.5198 | 10483.5198 | Asset replacement and renewal | 8%
Renewals | b. Subtransmission cables | Cables | 4. Subtransmission XLPE installed in or after 1985 | 4.1 Zone Substations | Subtransmission Cables | 0 | Labour | 2026 | 2027 | Complex | 60971.19 | 0 | 0 | 60971.19 | 60971.19 | 1.1347 | 0 | 0 | 69184.7099 | 69184.7099 | 69184.7099 | 69184.7099 | 3.557% | 2168.5594 | 2460.6893 | 71645.3992 | 71645.3992 | Asset replacement and renewal | 8%
Renewals | b. Subtransmission cables | Cables | 4. Subtransmission XLPE installed in or after 1985 | 4.1 Zone Substations | Subtransmission Cables | 0 | Cables | 2026 | 2027 | Complex | 26130.51 | 0 | 0 | 26130.51 | 26130.51 | 1.1276 | 0 | 0 | 29466.0152 | 29466.0152 | 29466.0152 | 29466.0152 | 3.557% | 929.3826 | 1048.0164 | 30514.0315 | 30514.0315 | Asset replacement and renewal | 8%
Renewals | h. Other network assets | Secondary Systems | 50. SCADA and Comms (Central Facilities and / or wider Network Communications Equipment) | 4.1 Zone Substations | Remote Terminal Units | 0 | Labour | 2026 | 2027 | Complex | 33516 | 0 | 0 | 33516 | 33516 | 1.1347 | 0 | 0 | 38030.9903 | 38030.9903 | 38030.9903 | 38030.9903 | 3.557% | 1192.062 | 1352.6464 | 39383.6368 | 39383.6368 | Asset replacement and renewal | 10%
Renewals | h. Other network assets | Secondary Systems | 50. SCADA and Comms (Central Facilities and / or wider Network Communications Equipment) | 4.1 Zone Substations | Remote Terminal Units | 0 | Other | 2026 | 2027 | Complex | 8379 | 0 | 0 | 8379 | 8379 | 1.1052 | 0 | 0 | 9260.4014 | 9260.4014 | 9260.4014 | 9260.4014 | 3.557% | 298.0155 | 329.3643 | 9589.7657 | 9589.7657 | Asset replacement and renewal | 10%

## Works under construction
Works under construction | Model: Ok
Period beginning |  |  |  | 2014-04-01 | 2015-04-01 | 2016-04-01 | 2017-04-01 | 2018-04-01 | 2019-04-01 | 2020-04-01 | 2021-04-01 | 2022-04-01 | 2023-04-01 | 2024-04-01 | 2025-04-01
Period ending |  |  |  | 2015-03-31 | 2016-03-31 | 2017-03-31 | 2018-03-31 | 2019-03-31 | 2020-03-31 | 2021-03-31 | 2022-03-31 | 2023-03-31 | 2024-03-31 | 2025-03-31 | 2026-03-31
Regulatory year |  |  |  | RY15 | RY16 | RY17 | RY18 | RY19 | RY20 | RY21 | RY22 | RY23 | RY24 | RY25 | RY26
Relevant period |  |  |  | 2015-03-31: Current period; 2020-03-31: Assessment period; 2022-03-31: CPP period | Total
The values in this worksheet exclude ROU assets.
Summary | Units | Value | IM reference
Works under construction | [7 empty] | 2019 | 2020 | 2021 | 2022 | 2023 | 2024 | 2025 | 2026
Opening balance | Nominal $ | [6 empty] | 40228000 | 43271016 | 42981032.2581 | 38746489.4669 | 30170642.8862 | 36839749.6207 | 32971319.4287 | 30493880.5013
Capex | Nominal $ | [6 empty] | 66047370 | 55481657.4175 | 66915297.3593 | 68752990.4289 | 73188714.657 | 74746594.7325 | 69730075.0739 | 62489691.5228
Commissioned assets | Nominal $ | [6 empty] | 63004354 | 55771641.1594 | 71149840.1506 | 77328837.0095 | 66519607.9225 | 78615024.9245 | 72207514.0013 | 66597227.2556
Closing balance | Nominal $ | [6 empty] | 43271016 | 42981032.2581 | 38746489.4669 | 30170642.8862 | 36839749.6207 | 32971319.4287 | 30493880.5013 | 26386344.7685
Closing WUC as a percentage of capex | % | [6 empty] | 65.52% | 77.47% | 57.9% | 43.88% | 50.34% | 44.11% | 43.73% | 42.23%
Commissioned assets
Simple | Nominal $ | [6 empty] | 63004354 | 44678704.2694 | 60447258.4986 | 71381088.0986 | 65234384.2043 | 67520940.1172 | 67086377.3751 | 62260809.0694
Complex | Nominal $ | [6 empty] | 0 | 11092936.89 | 10702581.652 | 5947748.9109 | 1285223.7183 | 11094084.8073 | 5121136.6262 | 4336418.1862
Capital contributions - simple | Nominal $ | [6 empty] | 0 | 5884618.5415 | 9437205.4755 | 6652580.6477 | 5424364.5388 | 6544276.125 | 7917737.4772 | 9211433.3124
Capital contributions - complex | Nominal $ | [6 empty] | 0 | 0 | 0 | 0 | 0 | 0 | 0 | 0
Simple | Units | Value | IM reference
Capex, pre IDC
Capex, net of cap cons, no IDC | Nominal $ | [6 empty] | 66047541.7157 | 48706190.8286 | 59076644.0284 | 66073813.4545 | 63913493.7121 | 69137949.788 | 64935779.086 | 59750925.7042
Capex, gross of cap cons, no IDC | Nominal $ | [6 empty] | 69922828.4218 | 58408181.9837 | 65598182.9343 | 71427106.3437 | 69385239.3505 | 76397246.2373 | 73292477.2485 | 69532182.4498
Capital contributions | Nominal $ | [6 empty] | 3875286.7061 | 9701991.1552 | 6521538.906 | 5353292.8892 | 5471745.6384 | 7259296.4493 | 8356698.1625 | 9781256.7456
Works under construction - current period (simple and complex)
Opening WUC balance | Nominal $ | [6 empty] | 2019: 40228000
Capital expenditure | Nominal $ | [6 empty] | 2019: 66047370
Commissioned assets | Nominal $ | [6 empty] | 2019: 63004354
Closing WUC balance | Nominal $ | [6 empty] | 2019: 43271016
Closing WUC as a percentage of capex | % | [6 empty] | 2019: 65.52%
Capex, incl IDC
Closing WUC as a percentage of capex | % | [7 empty] | 65.52% | 52.76% | 40% | 40% | 40% | 40% | 40%
Closing WUC balance, pre IDC | Nominal $ | [7 empty] | 31909921.0558 | 31167396.9424 | 26429525.3818 | 25565397.4848 | 27655179.9152 | 25974311.6344 | 23900370.2817
Capex - Interest during construction | Nominal $ | [7 empty] | 562511.327 | 549422.0365 | 465902.3558 | 450669.4215 | 487508.3183 | 457877.8017 | 421318.153
Capex, net of cap cons | Nominal $ | [6 empty] | 66047541.7157 | 49268702.1555 | 59626066.0649 | 66539715.8103 | 64364163.1336 | 69625458.1063 | 65393656.8876 | 60172243.8572
Capex, gross of cap cons | Nominal $ | [6 empty] | 69922828.4218 | 58970693.3107 | 66147604.9708 | 71893008.6995 | 69835908.772 | 76884754.5557 | 73750355.0502 | 69953500.6028
Works under construction
Capital expenditure | Nominal $ | [7 empty] | 49268702.1555 | 59626066.0649 | 66539715.8103 | 64364163.1336 | 69625458.1063 | 65393656.8876 | 60172243.8572
Closing WUC balance | Nominal $ | [7 empty] | 32278451.0461 | 31457258.6124 | 26615886.3241 | 25745665.2534 | 27850183.2425 | 26157462.7551 | 24068897.5429
Opening WUC balance | Nominal $ | [7 empty] | 27688453.16 | 32278451.0461 | 31457258.6124 | 26615886.3241 | 25745665.2534 | 27850183.2425 | 26157462.7551
Capital expenditure | Nominal $ | [7 empty] | 49268702.1555 | 59626066.0649 | 66539715.8103 | 64364163.1336 | 69625458.1063 | 65393656.8876 | 60172243.8572
Commissioned assets | Nominal $ | [7 empty] | 44678704.2694 | 60447258.4986 | 71381088.0986 | 65234384.2043 | 67520940.1172 | 67086377.3751 | 62260809.0694
Closing WUC balance | Nominal $ | [7 empty] | 32278451.0461 | 31457258.6124 | 26615886.3241 | 25745665.2534 | 27850183.2425 | 26157462.7551 | 24068897.5429
Works under construction, gross of cap cons
Opening WUC balance | Nominal $ | [7 empty] | 30227352.0301 | 38634722.5299 | 34897863.5266 | 28757203.4798 | 27934363.5088 | 30753901.8223 | 29500142.0201
Capital expenditure, gross of cap cons | Nominal $ | [7 empty] | 58970693.3107 | 66147604.9708 | 71893008.6995 | 69835908.772 | 76884754.5557 | 73750355.0502 | 69953500.6028
Commissioned assets, gross of cap cons | Nominal $ | [7 empty] | 50563322.8109 | 69884463.9741 | 78033668.7463 | 70658748.743 | 74065216.2422 | 75004114.8524 | 71472242.3817
Closing WUC balance | Nominal $ | [6 empty] | 30227352.0301 | 38634722.5299 | 34897863.5266 | 28757203.4798 | 27934363.5088 | 30753901.8223 | 29500142.0201 | 27981400.2411
Commissioned assets
Commissioned assets, net of cap cons | Nominal $ | [6 empty] | 63004354 | 44678704.2694 | 60447258.4986 | 71381088.0986 | 65234384.2043 | 67520940.1172 | 67086377.3751 | 62260809.0694
Capital contributions | Nominal $ | [7 empty] | 5884618.5415 | 9437205.4755 | 6652580.6477 | 5424364.5388 | 6544276.125 | 7917737.4772 | 9211433.3124
Complex | Units | Value | IM reference
Capex, pre IDC
Capex, net of cap cons, no IDC | Nominal $ | [7 empty] | 5999568.878 | 6951425.2245 | 2106479.2966 | 8521468.8421 | 4945249.1812 | 4187482.2037 | 2237854.0171
Capex, gross of cap cons, no IDC | Nominal $ | [7 empty] | 5999568.878 | 6951425.2245 | 2106479.2966 | 8521468.8421 | 4945249.1812 | 4187482.2037 | 2237854.0171
Capital contributions | Nominal $ | [7 empty] | 0 | 0 | 0 | 0 | 0 | 0 | 0
Capex, incl IDC
Capex - Interest during construction | Nominal $ | [7 empty] | 213386.384 | 337806.0699 | 106795.322 | 303082.6813 | 175887.4449 | 148935.9825 | 79593.6485
Capex, net of cap cons | Nominal $ | [7 empty] | 6212955.262 | 7289231.2944 | 2213274.6186 | 8824551.5234 | 5121136.6262 | 4336418.1862 | 2317447.6656
Capex, gross of cap cons | Nominal $ | [7 empty] | 6212955.262 | 7289231.2944 | 2213274.6186 | 8824551.5234 | 5121136.6262 | 4336418.1862 | 2317447.6656
Commissioned assets
Commissioned assets, net of cap cons | Nominal $ | [7 empty] | 11092936.89 | 10702581.652 | 5947748.9109 | 1285223.7183 | 11094084.8073 | 5121136.6262 | 4336418.1862
Capital contributions | Nominal $ | [7 empty] | 0 | 0 | 0 | 0 | 0 | 0 | 0
Works under construction
Opening WUC balance | Nominal $ | 15582562.84 | [6 empty] | 15582562.84 | 10702581.212 | 7289230.8544 | 3554756.5621 | 11094084.3673 | 5121136.1862 | 4336417.7462
Capital expenditure | Nominal $ | [7 empty] | 6212955.262 | 7289231.2944 | 2213274.6186 | 8824551.5234 | 5121136.6262 | 4336418.1862 | 2317447.6656
Commissioned assets | Nominal $ | [7 empty] | 11092936.89 | 10702581.652 | 5947748.9109 | 1285223.7183 | 11094084.8073 | 5121136.6262 | 4336418.1862
Closing WUC balance | Nominal $ | [7 empty] | 10702581.212 | 7289230.8544 | 3554756.5621 | 11094084.3673 | 5121136.1862 | 4336417.7462 | 2317447.2256
All assets | Units | Value | IM reference
Capex, net of cap cons, no IDC | Nominal $ | [6 empty] | 66047541.7157 | 54705759.7066 | 66028069.2529 | 68180292.7511 | 72434962.5541 | 74083198.9693 | 69123261.2897 | 61988779.7213
Capex, gross of cap cons, no IDC | Nominal $ | [6 empty] | 69922828.4218 | 64407750.8617 | 72549608.1588 | 73533585.6403 | 77906708.1926 | 81342495.4186 | 77479959.4522 | 71770036.4669
Capital contributions | Nominal $ | [6 empty] | 3875286.7061 | 9701991.1552 | 6521538.906 | 5353292.8892 | 5471745.6384 | 7259296.4493 | 8356698.1625 | 9781256.7456
Capex - Interest during construction | Nominal $ | [6 empty] | 0 | 775897.7109 | 887228.1065 | 572697.6778 | 753752.1029 | 663395.7633 | 606813.7842 | 500911.8015
Commissioned assets, net of cap cons | Nominal $ | [6 empty] | 63004354 | 55771641.1594 | 71149840.1506 | 77328837.0095 | 66519607.9225 | 78615024.9245 | 72207514.0013 | 66597227.2556
Opening WUC balance | Nominal $ | [6 empty] | 40228000 | 43271016 | 42981032.2581 | 38746489.4669 | 30170642.8862 | 36839749.6207 | 32971319.4287 | 30493880.5013
Capital expenditure | Nominal $ | [6 empty] | 66047370 | 55481657.4175 | 66915297.3593 | 68752990.4289 | 73188714.657 | 74746594.7325 | 69730075.0739 | 62489691.5228
Commissioned assets | Nominal $ | [6 empty] | 63004354 | 55771641.1594 | 71149840.1506 | 77328837.0095 | 66519607.9225 | 78615024.9245 | 72207514.0013 | 66597227.2556
Closing WUC balance | Nominal $ | [6 empty] | 43271016 | 42981032.2581 | 38746489.4669 | 30170642.8862 | 36839749.6207 | 32971319.4287 | 30493880.5013 | 26386344.7685
Error check 1 | Ok/Error | 0 | [6 empty] | 0 | 0 | 0 | 0 | 0 | 0 | 0
Error check 2 | Ok/Error | 0 | [6 empty] | 0 | 0 | 0 | 0 | 0 | 0 | 0
Error check 3 | Ok/Error | 0 | [5 empty] | 0 | 0 | 0 | 0 | 0 | 0 | 0 | 0
Error check 4 | Ok/Error | 0 | [5 empty] | 0 | 0 | 0 | 0 | 0 | 0 | 0 | 0

## Calculations >
This sheet has been deliberately left blank.

## Escalators
Escalators | Model: Ok
Period beginning |  |  |  | 2014-04-01 | 2015-04-01 | 2016-04-01 | 2017-04-01 | 2018-04-01 | 2019-04-01 | 2020-04-01 | 2021-04-01 | 2022-04-01 | 2023-04-01 | 2024-04-01 | 2025-04-01
Period ending |  |  |  | 2015-03-31 | 2016-03-31 | 2017-03-31 | 2018-03-31 | 2019-03-31 | 2020-03-31 | 2021-03-31 | 2022-03-31 | 2023-03-31 | 2024-03-31 | 2025-03-31 | 2026-03-31
Regulatory year |  |  |  | RY15 | RY16 | RY17 | RY18 | RY19 | RY20 | RY21 | RY22 | RY23 | RY24 | RY25 | RY26
Relevant period |  |  |  | 2015-03-31: Current period; 2020-03-31: Assessment period; 2022-03-31: CPP period | Total
Capex escalators | Units | Value | IM reference
Capex indices
Aluminium* | % |  |  | 2020-03-31: -0.7441%; 2021-03-31: -5.488%; 2022-03-31: 3.042%; 2023-03-31: 4.32%; 2024-03-31: 3.944%; 2025-03-31: 3.952%; 2026-03-31: 3.04%
Copper* | % |  |  | 2020-03-31: 8.009%; 2021-03-31: -2.754%; 2022-03-31: 1.178%; 2023-03-31: 2.433%; 2024-03-31: 2.064%; 2025-03-31: 2.072%; 2026-03-31: 1.18%
Steel* | % |  |  | 2020-03-31: 22.33%; 2021-03-31: -8.358%; 2022-03-31: -1.698%; 2023-03-31: -0.4786%; 2024-03-31: -0.837%; 2025-03-31: -0.8294%; 2026-03-31: -1.7%
Other capital goods | % |  |  | 2020-03-31: 2.868%; 2021-03-31: 1.659%; 2022-03-31: 1.523%; 2023-03-31: 1.635%; 2024-03-31: 1.708%; 2025-03-31: 1.78%; 2026-03-31: 1.78%
Engineers | % |  |  | 2020-03-31: 2.532%; 2021-03-31: 1.753%; 2022-03-31: 1.812%; 2023-03-31: 2.034%; 2024-03-31: 2.141%; 2025-03-31: 2.462%; 2026-03-31: 2.462%
Professional | % |  |  | 2020-03-31: 2.532%; 2021-03-31: 1.753%; 2022-03-31: 1.812%; 2023-03-31: 2.034%; 2024-03-31: 2.141%; 2025-03-31: 2.462%; 2026-03-31: 2.462%
Project managers | % |  |  | 2020-03-31: 2.532%; 2021-03-31: 1.753%; 2022-03-31: 1.812%; 2023-03-31: 2.034%; 2024-03-31: 2.141%; 2025-03-31: 2.462%; 2026-03-31: 2.462%
IT labour costs | % |  |  | 2020-03-31: 2.532%; 2021-03-31: 1.753%; 2022-03-31: 1.812%; 2023-03-31: 2.034%; 2024-03-31: 2.141%; 2025-03-31: 2.462%; 2026-03-31: 2.462%
Capex labour | % |  |  | 2020-03-31: 2.138%; 2021-03-31: 1.79%; 2022-03-31: 1.404%; 2023-03-31: 2.488%; 2024-03-31: 2.259%; 2025-03-31: 2.427%; 2026-03-31: 2.427%
Professional advice | % |  |  | 2020-03-31: 2.531%; 2021-03-31: 2.222%; 2022-03-31: 1.776%; 2023-03-31: 2.176%; 2024-03-31: 2.44%; 2025-03-31: 1.894%; 2026-03-31: 1.74%
Maintenance labour | % |  |  | 2020-03-31: 2.986%; 2021-03-31: 2.777%; 2022-03-31: 2.33%; 2023-03-31: 2.73%; 2024-03-31: 2.996%; 2025-03-31: 2.448%; 2026-03-31: 2.322%
Vegetation control | % |  |  | 2020-03-31: 2.958%; 2021-03-31: 2.949%; 2022-03-31: 2.489%; 2023-03-31: 2.646%; 2024-03-31: 2.642%; 2025-03-31: 2.397%; 2026-03-31: 2.336%
Other costs | % |  |  | 2020-03-31: 2.144%; 2021-03-31: 1.718%; 2022-03-31: 2.064%; 2023-03-31: 1.974%; 2024-03-31: 2%; 2025-03-31: 2%; 2026-03-31: 2.004%
Labour
Capex labour | % | 85% |  | 2020-03-31: 1.817%; 2021-03-31: 1.522%; 2022-03-31: 1.193%; 2023-03-31: 2.115%; 2024-03-31: 1.92%; 2025-03-31: 2.063%; 2026-03-31: 2.063%
Project managers | % | 3.75% |  | 2020-03-31: 0.09494%; 2021-03-31: 0.06573%; 2022-03-31: 0.06796%; 2023-03-31: 0.07628%; 2024-03-31: 0.08027%; 2025-03-31: 0.09233%; 2026-03-31: 0.09233%
Professional | % | 3.75% |  | 2020-03-31: 0.09494%; 2021-03-31: 0.06573%; 2022-03-31: 0.06796%; 2023-03-31: 0.07628%; 2024-03-31: 0.08027%; 2025-03-31: 0.09233%; 2026-03-31: 0.09233%
IT labour costs | % | 3.75% |  | 2020-03-31: 0.09494%; 2021-03-31: 0.06573%; 2022-03-31: 0.06796%; 2023-03-31: 0.07628%; 2024-03-31: 0.08027%; 2025-03-31: 0.09233%; 2026-03-31: 0.09233%
Engineers | % | 3.75% |  | 2020-03-31: 0.09494%; 2021-03-31: 0.06573%; 2022-03-31: 0.06796%; 2023-03-31: 0.07628%; 2024-03-31: 0.08027%; 2025-03-31: 0.09233%; 2026-03-31: 0.09233%
Total | % | 100%
Weighted inflation | % |  |  | 2020-03-31: 2.197%; 2021-03-31: 1.785%; 2022-03-31: 1.465%; 2023-03-31: 2.42%; 2024-03-31: 2.241%; 2025-03-31: 2.432%; 2026-03-31: 2.432%
Weighted index | #.## |  |  | 2020-03-31: 1; 2021-03-31: 1.0178; 2022-03-31: 1.0328; 2023-03-31: 1.0578; 2024-03-31: 1.0815; 2025-03-31: 1.1078; 2026-03-31: 1.1347
Error check 1 | Ok/Error | 0
Cables
Aluminium* | % | 95% |  | 2020-03-31: -0.7069%; 2021-03-31: -5.213%; 2022-03-31: 2.89%; 2023-03-31: 4.104%; 2024-03-31: 3.747%; 2025-03-31: 3.755%; 2026-03-31: 2.888%
Copper* | % | 5% |  | 2020-03-31: 0.4004%; 2021-03-31: -0.1377%; 2022-03-31: 0.05888%; 2023-03-31: 0.1216%; 2024-03-31: 0.1032%; 2025-03-31: 0.1036%; 2026-03-31: 0.059%
0 | % | 0% | bar: 2020-03-31 to 2026-03-31
0 | % | 0% | bar: 2020-03-31 to 2026-03-31
0 | % | 0% | bar: 2020-03-31 to 2026-03-31
Total | % | 100%
Weighted inflation | % |  |  | 2020-03-31: -0.3065%; 2021-03-31: -5.351%; 2022-03-31: 2.948%; 2023-03-31: 4.226%; 2024-03-31: 3.85%; 2025-03-31: 3.858%; 2026-03-31: 2.947%
Weighted index | #.## |  |  | 2020-03-31: 1; 2021-03-31: 0.94649; 2022-03-31: 0.9744; 2023-03-31: 1.0156; 2024-03-31: 1.0547; 2025-03-31: 1.0954; 2026-03-31: 1.1276
Error check 2 | Ok/Error | 0
Conductor
Aluminium* | % | 100% |  | 2020-03-31: -0.7441%; 2021-03-31: -5.488%; 2022-03-31: 3.042%; 2023-03-31: 4.32%; 2024-03-31: 3.944%; 2025-03-31: 3.952%; 2026-03-31: 3.04%
0 | % | 0% | bar: 2020-03-31 to 2026-03-31
0 | % | 0% | bar: 2020-03-31 to 2026-03-31
0 | % | 0% | bar: 2020-03-31 to 2026-03-31
0 | % | 0% | bar: 2020-03-31 to 2026-03-31
Total | % | 100%
Weighted inflation | % |  |  | 2020-03-31: -0.7441%; 2021-03-31: -5.488%; 2022-03-31: 3.042%; 2023-03-31: 4.32%; 2024-03-31: 3.944%; 2025-03-31: 3.952%; 2026-03-31: 3.04%
Weighted index | #.## |  |  | 2020-03-31: 1; 2021-03-31: 0.94512; 2022-03-31: 0.97387; 2023-03-31: 1.0159; 2024-03-31: 1.056; 2025-03-31: 1.0978; 2026-03-31: 1.1311
Error check 3 | Ok/Error | 0
Transformers
Steel* | % | 45% |  | 2020-03-31: 10.05%; 2021-03-31: -3.761%; 2022-03-31: -0.7642%; 2023-03-31: -0.2154%; 2024-03-31: -0.3766%; 2025-03-31: -0.3732%; 2026-03-31: -0.765%
Copper* | % | 50% |  | 2020-03-31: 4.004%; 2021-03-31: -1.377%; 2022-03-31: 0.5888%; 2023-03-31: 1.216%; 2024-03-31: 1.032%; 2025-03-31: 1.036%; 2026-03-31: 0.59%
Other capital goods | % | 5% |  | 2020-03-31: 0.1434%; 2021-03-31: 0.08294%; 2022-03-31: 0.07616%; 2023-03-31: 0.08177%; 2024-03-31: 0.08538%; 2025-03-31: 0.08902%; 2026-03-31: 0.08902%
0 | % | 0% | bar: 2020-03-31 to 2026-03-31
0 | % | 0% | bar: 2020-03-31 to 2026-03-31
Total | % | 100%
Weighted inflation | % |  |  | 2020-03-31: 14.2%; 2021-03-31: -5.055%; 2022-03-31: -0.09926%; 2023-03-31: 1.083%; 2024-03-31: 0.7407%; 2025-03-31: 0.7517%; 2026-03-31: -0.08598%
Weighted index | #.## |  |  | 2020-03-31: 1; 2021-03-31: 0.94945; 2022-03-31: 0.94851; 2023-03-31: 0.95878; 2024-03-31: 0.96588; 2025-03-31: 0.97314; 2026-03-31: 0.9723
Error check 4 | Ok/Error | 0
Switchgear
Copper* | % | 75% |  | 2020-03-31: 6.007%; 2021-03-31: -2.065%; 2022-03-31: 0.8832%; 2023-03-31: 1.825%; 2024-03-31: 1.548%; 2025-03-31: 1.554%; 2026-03-31: 0.885%
Steel* | % | 25% |  | 2020-03-31: 5.583%; 2021-03-31: -2.09%; 2022-03-31: -0.4246%; 2023-03-31: -0.1196%; 2024-03-31: -0.2092%; 2025-03-31: -0.2073%; 2026-03-31: -0.425%
0 | % | 0% | bar: 2020-03-31 to 2026-03-31
0 | % | 0% | bar: 2020-03-31 to 2026-03-31
0 | % | 0% | bar: 2020-03-31 to 2026-03-31
Total | % | 100%
Weighted inflation | % |  |  | 2020-03-31: 11.59%; 2021-03-31: -4.155%; 2022-03-31: 0.4586%; 2023-03-31: 1.705%; 2024-03-31: 1.339%; 2025-03-31: 1.347%; 2026-03-31: 0.46%
Weighted index | #.## |  |  | 2020-03-31: 1; 2021-03-31: 0.95845; 2022-03-31: 0.96285; 2023-03-31: 0.97926; 2024-03-31: 0.99237; 2025-03-31: 1.0057; 2026-03-31: 1.0104
Error check 5 | Ok/Error | 0
Other
Other capital goods | % | 100% |  | 2020-03-31: 2.868%; 2021-03-31: 1.659%; 2022-03-31: 1.523%; 2023-03-31: 1.635%; 2024-03-31: 1.708%; 2025-03-31: 1.78%; 2026-03-31: 1.78%
0 | % | 0% | bar: 2020-03-31 to 2026-03-31
0 | % | 0% | bar: 2020-03-31 to 2026-03-31
0 | % | 0% | bar: 2020-03-31 to 2026-03-31
0 | % | 0% | bar: 2020-03-31 to 2026-03-31
Total | % | 100%
Weighted inflation | % |  |  | 2020-03-31: 2.868%; 2021-03-31: 1.659%; 2022-03-31: 1.523%; 2023-03-31: 1.635%; 2024-03-31: 1.708%; 2025-03-31: 1.78%; 2026-03-31: 1.78%
Weighted index | #.## |  |  | 2020-03-31: 1; 2021-03-31: 1.0166; 2022-03-31: 1.0321; 2023-03-31: 1.049; 2024-03-31: 1.0669; 2025-03-31: 1.0859; 2026-03-31: 1.1052
Error check 6 | Ok/Error | 0
Summary
Year | #.## | [7 empty] | 2020 | 2021 | 2022 | 2023 | 2024 | 2025 | 2026
Inflation
Labour | % | [7 empty] | 2.197% | 1.785% | 1.465% | 2.42% | 2.241% | 2.432% | 2.432%
Cables | % | [7 empty] | -0.3065% | -5.351% | 2.948% | 4.226% | 3.85% | 3.858% | 2.947%
Conductor | % | [7 empty] | -0.7441% | -5.488% | 3.042% | 4.32% | 3.944% | 3.952% | 3.04%
Transformers | % | [7 empty] | 14.2% | -5.055% | -0.09926% | 1.083% | 0.7407% | 0.7517% | -0.08598%
Switchgear | % | [7 empty] | 11.59% | -4.155% | 0.4586% | 1.705% | 1.339% | 1.347% | 0.46%
Other | % | [7 empty] | 2.868% | 1.659% | 1.523% | 1.635% | 1.708% | 1.78% | 1.78%
Index
Labour | #.## | [7 empty] | 1 | 1.0178 | 1.0328 | 1.0578 | 1.0815 | 1.1078 | 1.1347
Cables | #.## | [7 empty] | 1 | 0.94649 | 0.9744 | 1.0156 | 1.0547 | 1.0954 | 1.1276
Conductor | #.## | [7 empty] | 1 | 0.94512 | 0.97387 | 1.0159 | 1.056 | 1.0978 | 1.1311
Transformers | #.## | [7 empty] | 1 | 0.94945 | 0.94851 | 0.95878 | 0.96588 | 0.97314 | 0.9723
Switchgear | #.## | [7 empty] | 1 | 0.95845 | 0.96285 | 0.97926 | 0.99237 | 1.0057 | 1.0104
Other | #.## | [7 empty] | 1 | 1.0166 | 1.0321 | 1.049 | 1.0669 | 1.0859 | 1.1052
Opex escalators | Units | Value | IM reference
Year | #.## | [7 empty] | 2020 | 2021 | 2022 | 2023 | 2024 | 2025 | 2026
Inflation
LCI - All sectors | % | [7 empty] | 2.532% | 1.753% | 1.812% | 2.034% | 2.141% | 2.462% | 2.462%
LCI - Electricity, gas, and water | % | [7 empty] | 2.027% | 2.472% | 2.026% | 2.426% | 2.69% | 2.144% | 2.002%
LCI - Professional and technical | % | [7 empty] | 2.109% | 2.464% | 2.017% | 2.417% | 2.682% | 2.135% | 1.993%
PPI - Inputs | % | [7 empty] | 1.216% | 0.9265% | 1.504% | 0.7449% | 1.531% | 1.647% | 1.647%
PPI-O Heavy and civil engineering | % | [7 empty] | 3.769% | 3.935% | 3.458% | 3.358% | 3.067% | 3.141% | 3.15%
PPI-O Professional services | % | [7 empty] | 2.84% | 2.823% | 2.35% | 2.25% | 1.962% | 2.036% | 2.044%
Index
LCI - All sectors | #.## | Labour | [6 empty] | 1 | 1.0175 | 1.036 | 1.057 | 1.0797 | 1.1063 | 1.1335
LCI - Electricity, gas, and water | #.## | [7 empty] | 1 | 1.0247 | 1.0455 | 1.0708 | 1.0996 | 1.1232 | 1.1457
LCI - Professional and technical | #.## | [7 empty] | 1 | 1.0246 | 1.0453 | 1.0706 | 1.0993 | 1.1227 | 1.1451
PPI - Inputs | #.## | Other | [6 empty] | 1 | 1.0093 | 1.0244 | 1.0321 | 1.0479 | 1.0651 | 1.0827
PPI-O Heavy and civil engineering | #.## | [7 empty] | 1 | 1.0393 | 1.0753 | 1.1114 | 1.1455 | 1.1815 | 1.2187
PPI-O Professional services | #.## | [7 empty] | 1 | 1.0282 | 1.0524 | 1.0761 | 1.0972 | 1.1195 | 1.1424
Interest during construction | Units | Value | IM reference
Simple group
Inputs
Year one adjustment | #.## | 6
Interest rate | % | [7 empty] | 3.5% | 3.5% | 3.5% | 3.5% | 3.5% | 3.5% | 3.5%
Year | #.## | [7 empty] | 2020 | 2021 | 2022 | 2023 | 2024 | 2025 | 2026
Year of expenditure
2020 | #.## | [7 empty] | 1.0176 | 1.0538 | 1.0913 | 1.1301 | 1.1703 | 1.2119 | 1.255
2021 | #.## | [8 empty] | 1.0176 | 1.0538 | 1.0913 | 1.1301 | 1.1703 | 1.2119
2022 | #.## | [9 empty] | 1.0176 | 1.0538 | 1.0913 | 1.1301 | 1.1703
2023 | #.## | [7 empty] | 2023: 1.0176; 2024: 1.0538; 2025: 1.0913; 2026: 1.1301
2024 | #.## | [7 empty] | 2024: 1.0176; 2025: 1.0538; 2026: 1.0913
2025 | #.## | [7 empty] | 2025: 1.0176; 2026: 1.0538
2026 | #.## | [7 empty] | 2026: 1.0176
2027 | #.##
Complex group
Inputs
Interest rate | % | [7 empty] | 3.5% | 3.5% | 3.5% | 3.5% | 3.5% | 3.5% | 3.5%
Year | #.## | [7 empty] | 2020 | 2021 | 2022 | 2023 | 2024 | 2025 | 2026

## Opex summary
Opex summary | Model: Ok
Period beginning |  |  |  | 2014-04-01 | 2015-04-01 | 2016-04-01 | 2017-04-01 | 2018-04-01 | 2019-04-01 | 2020-04-01 | 2021-04-01 | 2022-04-01 | 2023-04-01 | 2024-04-01 | 2025-04-01
Period ending |  |  |  | 2015-03-31 | 2016-03-31 | 2017-03-31 | 2018-03-31 | 2019-03-31 | 2020-03-31 | 2021-03-31 | 2022-03-31 | 2023-03-31 | 2024-03-31 | 2025-03-31 | 2026-03-31
Regulatory year |  |  |  | RY15 | RY16 | RY17 | RY18 | RY19 | RY20 | RY21 | RY22 | RY23 | RY24 | RY25 | RY26
Relevant period |  |  |  | 2015-03-31: Current period; 2020-03-31: Assessment period; 2022-03-31: CPP period | Total
Flags | Units | Value | IM reference
Year flag | Year | [7 empty] | 2020 | 2021 | 2022 | 2023 | 2024 | 2025 | 2026
By expenditure category | Units | Value | IM reference
Note this expenditure is directly attributable to the EDB and excludes expenditure on operating leases
Real (RY20)
Service interruptions and emergencies | Real (RY20) $ | [7 empty] | 3950943.5 | 4682517.7038 | 4627620.3848 | 4585728.4454 | 4506011.9414 | 4440120.6204 | 4343662.6256
Vegetation management | Real (RY20) $ | [7 empty] | 5579509.0609 | 4020000 | 5401321.3414 | 5007801.4557 | 3669733.2775 | 3599801.1083 | 3507101.2081
Routine and corrective maintenance and inspection | Real (RY20) $ | [7 empty] | 7575601 | 8835158.7398 | 10216551.1507 | 9662657.1262 | 9741992.5121 | 8781272.1004 | 8765896.9614
Asset replacement and renewal | Real (RY20) $ | [7 empty] | 0 | 0 | 0 | 0 | 0 | 0 | 0
Total network opex | Real (RY20) $ | [7 empty] | 17106053.5609 | 17537676.4436 | 20245492.8769 | 19256187.0273 | 17917737.731 | 16821193.8292 | 16616660.795
System operations and network support | Real (RY20) $ | [7 empty] | 15037203.6272 | 15739853.399 | 15547670.6175 | 14564802.8928 | 13917270.7022 | 13414195.1626 | 12586147.286
Business support | Real (RY20) $ | [7 empty] | 15095413.9129 | 14596065.3853 | 14548692.5071 | 14433783.7083 | 13951073.3132 | 13470077.6835 | 13304391.0679
Total non-network opex | Real (RY20) $ | [7 empty] | 30132617.5402 | 30335918.7843 | 30096363.1245 | 28998586.6012 | 27868344.0155 | 26884272.846 | 25890538.3539
Total operating expenditure | Real (RY20) $ | [7 empty] | 47238671.1011 | 47873595.2279 | 50341856.0015 | 48254773.6285 | 45786081.7465 | 43705466.6752 | 42507199.1489
Error check 1 | Ok/Error | 0 | [6 empty] | 0 | 0 | 0 | 0 | 0 | 0 | 0
Nominal
Service interruptions and emergencies | Nominal $ | [7 empty] | 3950943.5 | 4752989.3345 | 4778072.8506 | 4812963.6227 | 4822022.0463 | 4857119.7304 | 4857278.9774
Vegetation management | Nominal $ | [7 empty] | 5579509.0609 | 4080500.7762 | 5576928.2508 | 5255951.4858 | 3927094.5125 | 3937880.6307 | 3921798.3619
Routine and corrective maintenance and inspection | Nominal $ | [7 empty] | 7575601 | 8960826.2825 | 10536932.7918 | 10117339.6552 | 10394228.2826 | 9569861.8079 | 9757868.6519
Asset replacement and renewal | Nominal $ | [7 empty] | 0 | 0 | 0 | 0 | 0 | 0 | 0
Total network opex | Nominal $ | [7 empty] | 17106053.5609 | 17794316.3932 | 20891933.8932 | 20186254.7637 | 19143344.8414 | 18364862.169 | 18536945.9911
System operations and network support | Nominal $ | [7 empty] | 15037203.6272 | 16007579.2597 | 16095499.5574 | 15373119.3368 | 14992535.0465 | 14794618.3057 | 14214640.0646
Business support | Nominal $ | [7 empty] | 15095413.9129 | 14816910.3143 | 15020887.2145 | 15144046.4569 | 14919812.5179 | 14712020.8917 | 14845338.2355
Total non-network opex | Nominal $ | [7 empty] | 30132617.5402 | 30824489.574 | 31116386.7719 | 30517165.7937 | 29912347.5643 | 29506639.1973 | 29059978.3001
Total operating expenditure | Nominal $ | [7 empty] | 47238671.1011 | 48618805.9672 | 52008320.6651 | 50703420.5574 | 49055692.4057 | 47871501.3663 | 47596924.2912
Error check 2 | Ok/Error | 0 | [6 empty] | 0 | 0 | 0 | 0 | 0 | 0 | 0
By portfolio | Units | Value | IM reference
Real (RY20)
Service interruptions and emergencies
18 Reactive Maintenance | Real (RY20) $ | [7 empty] | 3950943.5 | 4682517.7038 | 4627620.3848 | 4585728.4454 | 4506011.9414 | 4440120.6204 | 4343662.6256
Vegetation management
19 Vegetation | Real (RY20) $ | [7 empty] | 5579509.0609 | 4020000 | 5401321.3414 | 5007801.4557 | 3669733.2775 | 3599801.1083 | 3507101.2081
Routine and corrective maintenance and inspection
16 Preventive Maintenance | Real (RY20) $ | [7 empty] | 4907013 | 5618563.4553 | 6499775.5279 | 5998191.2647 | 6458956.9118 | 5604279.499 | 5970250.0994
17 Corrective Maintenance | Real (RY20) $ | [7 empty] | 2668588 | 3216595.2845 | 3716775.6229 | 3664465.8615 | 3283035.6003 | 3176992.6015 | 2795646.8619
Business support
21 People Costs | Real (RY20) $ | [7 empty] | 9761357.2096 | 8445817.8135 | 7772253.5625 | 7700627.5633 | 7035779.5988 | 6434041.3117 | 6276555.141
22 IT Opex | Real (RY20) $ | [7 empty] | 2349158.7 | 3064658.7 | 3465313.82 | 3304496.3 | 3477496.3 | 3418183.47 | 3366683.47
23 Premises and Plant | Real (RY20) $ | [7 empty] | 148009.0676 | 237720.8739 | 278646.1108 | 294897.1463 | 296691.5795 | 504197.7749 | 522240.1717
24 Administration and Governance | Real (RY20) $ | [7 empty] | 2836888.9357 | 2847867.9979 | 3032479.0138 | 3133762.6988 | 3141105.8349 | 3113655.1268 | 3138912.2852
System operations and network support
20 SONS | Real (RY20) $ | [7 empty] | 15037203.6272 | 15739853.399 | 15282893.9159 | 13971211.0665 | 13335748.7132 | 12715195.3015 | 11723727.2755
25 Upper Clutha DER Solution | Real (RY20) $ | [7 empty] | 0 | 0 | 264776.7015 | 593591.8264 | 581521.9891 | 698999.861 | 862420.0105
Total | Real (RY20) $ | [7 empty] | 47238671.1011 | 47873595.2279 | 50341856.0015 | 48254773.6285 | 45786081.7465 | 43705466.6752 | 42507199.1489
Error check 3 | Ok/Error | 0 | [6 empty] | 0 | 0 | 0 | 0 | 0 | 0 | 0
Nominal
Service interruptions and emergencies
18 Reactive Maintenance | Nominal $ | [7 empty] | 3950943.5 | 4752989.3345 | 4778072.8506 | 4812963.6227 | 4822022.0463 | 4857119.7304 | 4857278.9774
Vegetation management
19 Vegetation | Nominal $ | [7 empty] | 5579509.0609 | 4080500.7762 | 5576928.2508 | 5255951.4858 | 3927094.5125 | 3937880.6307 | 3921798.3619
Routine and corrective maintenance and inspection
16 Preventive Maintenance | Nominal $ | [7 empty] | 4907013 | 5698479.5138 | 6703602.5062 | 6280440.0021 | 6891390.2906 | 6107563.8842 | 6645859.1227
17 Corrective Maintenance | Nominal $ | [7 empty] | 2668588 | 3262346.7687 | 3833330.2856 | 3836899.6531 | 3502837.992 | 3462297.9237 | 3112009.5292
Business support
21 People Costs | Nominal $ | [7 empty] | 9761357.2096 | 8586885.6316 | 8042862.9802 | 8120672.0419 | 7573949.1799 | 7091222.868 | 7082526.1794
22 IT Opex | Nominal $ | [7 empty] | 2349158.7 | 3115846.723 | 3585966.9288 | 3484745.9503 | 3743491.3757 | 3767321.2862 | 3798998.5396
23 Premises and Plant | Nominal $ | [7 empty] | 148009.0676 | 239923.4431 | 285456.9187 | 304355.4867 | 310894.8256 | 537035.2111 | 565412.8518
24 Administration and Governance | Nominal $ | [7 empty] | 2836888.9357 | 2874254.5166 | 3106600.3868 | 3234272.978 | 3291477.1367 | 3316441.5264 | 3398400.6647
System operations and network support
20 SONS | Nominal $ | [7 empty] | 15037203.6272 | 16007579.2597 | 15821504.0278 | 14747148.9845 | 14366532.2091 | 14024221.667 | 13241476.8939
25 Upper Clutha DER Solution | Nominal $ | [7 empty] | 0 | 0 | 273995.5296 | 625970.3523 | 626002.8374 | 770396.6386 | 973163.1707
Total | Nominal $ | [7 empty] | 47238671.1011 | 48618805.9672 | 52008320.6651 | 50703420.5574 | 49055692.4057 | 47871501.3663 | 47596924.2912
Error check 4 | Ok/Error | 0 | [6 empty] | 0 | 0 | 0 | 0 | 0 | 0 | 0

## Capex summary
Capex summary | Model: Ok
Period beginning |  |  |  | 2014-04-01 | 2015-04-01 | 2016-04-01 | 2017-04-01 | 2018-04-01 | 2019-04-01 | 2020-04-01 | 2021-04-01 | 2022-04-01 | 2023-04-01 | 2024-04-01 | 2025-04-01
Period ending |  |  |  | 2015-03-31 | 2016-03-31 | 2017-03-31 | 2018-03-31 | 2019-03-31 | 2020-03-31 | 2021-03-31 | 2022-03-31 | 2023-03-31 | 2024-03-31 | 2025-03-31 | 2026-03-31
Regulatory year |  |  |  | RY15 | RY16 | RY17 | RY18 | RY19 | RY20 | RY21 | RY22 | RY23 | RY24 | RY25 | RY26
Relevant period |  |  |  | 2015-03-31: Current period; 2020-03-31: Assessment period; 2022-03-31: CPP period | Total
Flags | Units | Value | IM reference
Year | Year | [7 empty] | 2020 | 2021 | 2022 | 2023 | 2024 | 2025 | 2026
Capex by expenditure category | Units | Value | IM reference
Real (RY20)
Consumer connection | Real (RY20) $ | [7 empty] | 14351093.5408 | 9092374.7373 | 7100396.2504 | 7100396.2504 | 9799695.0006 | 11291035.8756 | 13279491.875
System growth | Real (RY20) $ | [7 empty] | 7250323.923 | 5237770 | 3685106.4166 | 5987817.8466 | 6713269.3428 | 4446336.8487 | 3007130
Asset replacement and renewal | Real (RY20) $ | [7 empty] | 36713342.0153 | 49776078.4867 | 53375650.216 | 57037705.4757 | 56294666.3775 | 51613061.8268 | 44576143.05
Asset relocations and undergrounding | Real (RY20) $ | [7 empty] | 1242230.0639 | 1917143.9536 | 1821286.756 | 1821286.756 | 1821286.756 | 1821286.756 | 1821290.125
Reliability, safety and environment (RSE)
Quality of supply | Real (RY20) $ | [7 empty] | 1157459.3188 | 236453.3333 | 435174.4167 | 435174.4167 | 214320 | 858705 | 644385
Legislative and regulatory | Real (RY20) $ | [7 empty] | 0 | 0 | 0 | 0 | 0 | 0 | 0
Environment | Real (RY20) $ | [7 empty] | 0 | 0 | 0 | 0 | 0 | 0 | 0
Total reliability, safety and environment | Real (RY20) $ | [7 empty] | 1157459.3188 | 236453.3333 | 435174.4167 | 435174.4167 | 214320 | 858705 | 644385
Total forecast network capex | Real (RY20) $ | [7 empty] | 60714448.8617 | 66259820.511 | 66417614.0557 | 72382380.7455 | 74843237.4768 | 70030426.307 | 63328440.05
Non-network capex | Real (RY20) $ | [7 empty] | 8614629.0436 | 6236950.3846 | 6378690.6181 | 2902945.0603 | 2741079.6607 | 2234712.4352 | 2059840.7
Total expenditure on assets | Real (RY20) $ | [7 empty] | 69329077.9053 | 72496770.8956 | 72796304.6738 | 75285325.8058 | 77584317.1375 | 72265138.7422 | 65388280.75
Error check 1 | Ok/Error | 0 | [6 empty] | 0 | 0 | 0 | 0 | 0 | 0 | 0
Nominal
Consumer connection | Nominal $ | [7 empty] | 14351093.5408 | 8948369.6401 | 7067504.9741 | 7218992.9948 | 10154191.3639 | 11935552.784 | 14264787.2137
System growth | Nominal $ | [7 empty] | 7250323.923 | 5250090.5208 | 3745187.8981 | 6257942.6977 | 7135410.844 | 4822684.6106 | 3339868.7812
Asset replacement and renewal | Nominal $ | [7 empty] | 36713342.0153 | 49994508.6267 | 54307920.9837 | 59293156.5561 | 59447326.6054 | 55500376.3144 | 49131776.414
Asset relocations and undergrounding | Nominal $ | [7 empty] | 1242230.0639 | 1920861.8699 | 1854649.8413 | 1900583.0693 | 1944636.0517 | 1992277.4868 | 2037307.3624
Reliability, safety and environment (RSE)
Quality of supply | Nominal $ | [7 empty] | 1157459.3188 | 240375.7682 | 449131.6871 | 456477.1443 | 228650.3521 | 938079.3461 | 719777.8062
Legislative and regulatory | Nominal $ | [7 empty] | 0 | 0 | 0 | 0 | 0 | 0 | 0
Environment | Nominal $ | [7 empty] | 0 | 0 | 0 | 0 | 0 | 0 | 0
Total reliability, safety and environment | Nominal $ | [7 empty] | 1157459.3188 | 240375.7682 | 449131.6871 | 456477.1443 | 228650.3521 | 938079.3461 | 719777.8062
Total forecast network capex | Nominal $ | [7 empty] | 60714448.8617 | 66354206.4256 | 67424395.3842 | 75127152.4621 | 78910215.217 | 75188970.542 | 69493517.5774
Non-network capex | Nominal $ | [7 empty] | 8614629.0436 | 6340412.7944 | 6583273.2097 | 3045050.4908 | 2924359.9742 | 2426582.405 | 2276518.8895
Total expenditure on assets | Nominal $ | [7 empty] | 69329077.9053 | 72694619.22 | 74007668.5939 | 78172202.9529 | 81834575.1912 | 77615552.947 | 71770036.4669
Cost of financing | Nominal $ | [7 empty] | 775897.7109 | 887228.1065 | 572697.6778 | 753752.1029 | 663395.7633 | 606813.7842 | 500911.8015
Value of capital contributions | Nominal $ | [7 empty] | 9701991.1552 | 6521538.906 | 5353292.8892 | 5471745.6384 | 7259296.4493 | 8356698.1625 | 9781256.7456
Value of vested assets | Nominal $ | [7 empty] | 0 | 0 | 0 | 0 | 0 | 0 | 0
Total capital expenditure | Nominal $ | [7 empty] | 60402984.4611 | 67060308.4205 | 69227073.3825 | 73454209.4174 | 75238674.5051 | 69865668.5687 | 62489691.5228
Error check 2 | Ok/Error | 0 | [6 empty] | 0 | 0 | 0 | 0 | 0 | 0 | 0
Capital contributions | Units | Value | IM reference
Real (RY20)
Consumer connection | Real (RY20) $ | [7 empty] | 9299508.6144 | 5455424.8424 | 4260237.7503 | 4260237.7503 | 5879817.0003 | 6774621.5253 | 7967695.125
System growth | Real (RY20) $ | [7 empty] | 0 | 0 | 0 | 0 | 0 | 0 | 0
Asset replacement and renewal | Real (RY20) $ | [7 empty] | 0 | 0 | 0 | 0 | 0 | 0 | 0
Asset relocations and undergrounding | Real (RY20) $ | [7 empty] | 402482.5407 | 1150286.3722 | 1092772.0536 | 1092772.0536 | 1092772.0536 | 1092772.0536 | 1092774.075
Reliability, safety and environment (RSE)
Quality of supply | Real (RY20) $ | [7 empty] | 0 | 0 | 0 | 0 | 0 | 0 | 0
Legislative and regulatory | Real (RY20) $ | [7 empty] | 0 | 0 | 0 | 0 | 0 | 0 | 0
Environment | Real (RY20) $ | [7 empty] | 0 | 0 | 0 | 0 | 0 | 0 | 0
Total reliability, safety and environment | Real (RY20) $ | [7 empty] | 0 | 0 | 0 | 0 | 0 | 0 | 0
Total forecast network capex | Real (RY20) $ | [7 empty] | 9701991.1552 | 6605711.2146 | 5353009.8038 | 5353009.8038 | 6972589.0539 | 7867393.5789 | 9060469.2
Non-network capex | Real (RY20) $ | [7 empty] | 0 | 0 | 0 | 0 | 0 | 0 | 0
Total expenditure on assets | Real (RY20) $ | [7 empty] | 9701991.1552 | 6605711.2146 | 5353009.8038 | 5353009.8038 | 6972589.0539 | 7867393.5789 | 9060469.2
Error check 3 | Ok/Error | 0 | [6 empty] | 0 | 0 | 0 | 0 | 0 | 0 | 0
Nominal
Consumer connection | Nominal $ | [7 empty] | 9299508.6144 | 5369021.784 | 4240502.9845 | 4331395.7969 | 6092514.8183 | 7161331.6704 | 8558872.3282
System growth | Nominal $ | [7 empty] | 0 | 0 | 0 | 0 | 0 | 0 | 0
Asset replacement and renewal | Nominal $ | [7 empty] | 0 | 0 | 0 | 0 | 0 | 0 | 0
Asset relocations and undergrounding | Nominal $ | [7 empty] | 402482.5407 | 1152517.1219 | 1112789.9048 | 1140349.8416 | 1166781.631 | 1195366.4921 | 1222384.4174
Reliability, safety and environment (RSE)
Quality of supply | Nominal $ | [7 empty] | 0 | 0 | 0 | 0 | 0 | 0 | 0
Legislative and regulatory | Nominal $ | [7 empty] | 0 | 0 | 0 | 0 | 0 | 0 | 0
Environment | Nominal $ | [7 empty] | 0 | 0 | 0 | 0 | 0 | 0 | 0
Total reliability, safety and environment | Nominal $ | [7 empty] | 0 | 0 | 0 | 0 | 0 | 0 | 0
Total forecast network capex | Nominal $ | [7 empty] | 9701991.1552 | 6521538.906 | 5353292.8892 | 5471745.6384 | 7259296.4493 | 8356698.1625 | 9781256.7456
Non-network capex | Nominal $ | [7 empty] | 0 | 0 | 0 | 0 | 0 | 0 | 0
Total expenditure on assets | Nominal $ | [7 empty] | 9701991.1552 | 6521538.906 | 5353292.8892 | 5471745.6384 | 7259296.4493 | 8356698.1625 | 9781256.7456
Error check 4 | Ok/Error | 0 | [6 empty] | 0 | 0 | 0 | 0 | 0 | 0 | 0
System growth | Units | Value | IM reference
Real (RY20)
a. Subtransmission lines | Real (RY20) $ | [7 empty] | 0 | 531200 | 0 | 3112461.82 | 1171300.98 | 0 | 0
b. Subtransmission cables | Real (RY20) $ | [7 empty] | 0 | 431400 | 0 | 599992.64 | 225792.96 | 0 | 0
c. Zone substations | Real (RY20) $ | [7 empty] | 3366928.3939 | 1394559.0645 | 846095.4886 | 59878.1785 | 2928772.2291 | 1480801.5933 | 30071.3
d. Distribution and LV lines | Real (RY20) $ | [7 empty] | 1607603.6815 | 1191365.7 | 1162013.0278 | 917524.1771 | 940462.2816 | 1204250.4825 | 1232923.3
e. Distribution and LV cables | Real (RY20) $ | [7 empty] | 1176295.3767 | 871731 | 850253.435 | 671359.154 | 688143.1328 | 881158.8896 | 902139
f. Distribution substations and transformers | Real (RY20) $ | [7 empty] | 509727.9966 | 377750.1 | 368443.1552 | 290922.3001 | 298195.3576 | 381835.5188 | 390926.9
g. Distribution switchgear | Real (RY20) $ | [7 empty] | 568542.7654 | 421336.65 | 410955.8269 | 324490.2578 | 332602.5142 | 425893.4633 | 436033.85
h. Other network assets | Real (RY20) $ | [7 empty] | 21225.709 | 18427.4855 | 47345.4832 | 11189.3192 | 127999.8876 | 72396.9012 | 15035.65
i. Non-network assets | Real (RY20) $ | [7 empty] | 0 | 0 | 0 | 0 | 0 | 0 | 0
Total | Real (RY20) $ | [7 empty] | 7250323.923 | 5237770 | 3685106.4166 | 5987817.8466 | 6713269.3428 | 4446336.8487 | 3007130
Capital contributions | Real (RY20) $ | [7 empty] | 0 | 0 | 0 | 0 | 0 | 0 | 0
Total (net of capital contributions) | Real (RY20) $ | [7 empty] | 7250323.923 | 5237770 | 3685106.4166 | 5987817.8466 | 6713269.3428 | 4446336.8487 | 3007130
Error check 5 | Ok/Error | 0 | [6 empty] | 0 | 0 | 0 | 0 | 0 | 0 | 0
Nominal
a. Subtransmission lines | Nominal $ | [7 empty] | 0 | 532953.7288 | 0 | 3266190.8826 | 1260756.3411 | 0 | 0
b. Subtransmission cables | Nominal $ | [7 empty] | 0 | 429863.933 | 0 | 627051.8517 | 242372.0282 | 0 | 0
c. Zone substations | Nominal $ | [7 empty] | 3366928.3939 | 1403909.0912 | 860406.6253 | 60942.2826 | 3093519.522 | 1597300.2881 | 33944.7101
d. Distribution and LV lines | Nominal $ | [7 empty] | 1607603.6815 | 1204194.8538 | 1193523.1666 | 964792.3946 | 1011172.9071 | 1325832.7216 | 1388837.5582
e. Distribution and LV cables | Nominal $ | [7 empty] | 1176295.3767 | 868816.1413 | 863375.7745 | 701632.8544 | 738564.7344 | 972555.5617 | 1021333.1843
f. Distribution substations and transformers | Nominal $ | [7 empty] | 509727.9966 | 363821.604 | 355678.971 | 284688.4416 | 294913.7916 | 381860.1963 | 392797.1683
g. Distribution switchgear | Nominal $ | [7 empty] | 568542.7654 | 427779.4633 | 423313.392 | 340828.1428 | 356058.1934 | 465254.1663 | 485983.8053
h. Other network assets | Nominal $ | [7 empty] | 21225.709 | 18751.7054 | 48889.9687 | 11815.8473 | 138053.3261 | 79881.6766 | 16972.355
i. Non-network assets | Nominal $ | [7 empty] | 0 | 0 | 0 | 0 | 0 | 0 | 0
Total | Nominal $ | [7 empty] | 7250323.923 | 5250090.5208 | 3745187.8981 | 6257942.6977 | 7135410.844 | 4822684.6106 | 3339868.7812
Capital contributions | Nominal $ | [7 empty] | 0 | 0 | 0 | 0 | 0 | 0 | 0
Total (net of capital contributions) | Nominal $ | [7 empty] | 7250323.923 | 5250090.5208 | 3745187.8981 | 6257942.6977 | 7135410.844 | 4822684.6106 | 3339868.7812
Error check 6 | Ok/Error | 0 | [6 empty] | 0 | 0 | 0 | 0 | 0 | 0 | 0
Asset replacement and renewal | Units | Value | IM reference
Real (RY20)
a. Subtransmission lines | Real (RY20) $ | [7 empty] | 939322.2221 | 6770048 | 6291139.4 | 7481253.8 | 910495.2 | 378225.4 | 387641.8
b. Subtransmission cables | Real (RY20) $ | [7 empty] | 2702645.2646 | 552758 | 401946.9 | 2181048 | 2998124 | 2941428 | 4245061.7
c. Zone substations | Real (RY20) $ | [7 empty] | 7726664.3885 | 11172096.635 | 12168983.7035 | 8241768.8758 | 11457993.1775 | 11054072.4767 | 6478891.7
d. Distribution and LV lines | Real (RY20) $ | [7 empty] | 19510250 | 22196300 | 24688858.5 | 27683845.5 | 27546657 | 23652562.5 | 22378792
e. Distribution and LV cables | Real (RY20) $ | [7 empty] | 827000 | 1907203.8517 | 2310019.3625 | 2302445.45 | 2466654.15 | 2303631.05 | 1826852.55
f. Distribution substations and transformers | Real (RY20) $ | [7 empty] | 3408895.66 | 3119297 | 3462121.1 | 5168553.85 | 6582980.35 | 6946962.4 | 6333948.3
g. Distribution switchgear | Real (RY20) $ | [7 empty] | 1598564.48 | 3867275 | 3777271.25 | 3815200 | 3850967.5 | 3879325 | 2527950
h. Other network assets | Real (RY20) $ | [7 empty] | 0 | 191100 | 275310 | 163590 | 480795 | 456855 | 397005
i. Non-network assets | Real (RY20) $ | [7 empty] | 0 | 0 | 0 | 0 | 0 | 0 | 0
Total | Real (RY20) $ | [7 empty] | 36713342.0153 | 49776078.4867 | 53375650.216 | 57037705.4758 | 56294666.3775 | 51613061.8267 | 44576143.05
Capital contributions | Real (RY20) $ | [7 empty] | 0 | 0 | 0 | 0 | 0 | 0 | 0
Total (net of capital contributions) | Real (RY20) $ | [7 empty] | 36713342.0153 | 49776078.4867 | 53375650.216 | 57037705.4758 | 56294666.3775 | 51613061.8267 | 44576143.05
Error check 7 | Ok/Error | 0 | [6 empty] | 0 | 0 | 0 | 0 | 0 | 0 | 0
Nominal
a. Subtransmission lines | Nominal $ | [7 empty] | 939322.2221 | 6792398.957 | 6423135.2089 | 7850763.9179 | 980032.1323 | 418227.9899 | 439583.4348
b. Subtransmission cables | Nominal $ | [7 empty] | 2702645.2646 | 557023.1794 | 412968.8854 | 2281763.9101 | 3218334.2142 | 3246787.6937 | 4806723.8215
c. Zone substations | Nominal $ | [7 empty] | 7726664.3885 | 11193187.7136 | 12297851.7436 | 8478040.4149 | 11946188.7718 | 11700278.9434 | 7039824.7259
d. Distribution and LV lines | Nominal $ | [7 empty] | 19510250 | 22520241.8048 | 25413562.3418 | 29124559.7926 | 29611098.6157 | 26033056.0414 | 25199065.7435
e. Distribution and LV cables | Nominal $ | [7 empty] | 827000 | 1926980.9923 | 2376130.4043 | 2421301.3935 | 2648448.6485 | 2530282.4213 | 2050391.1644
f. Distribution substations and transformers | Nominal $ | [7 empty] | 3408895.66 | 3029824.0067 | 3372264.7692 | 5127975.9816 | 6590456.8834 | 7038198.8068 | 6472322.8476
g. Distribution switchgear | Nominal $ | [7 empty] | 1598564.48 | 3780389.6895 | 3727716.5772 | 3836001.1843 | 3934209.4706 | 4029457.3262 | 2675722.44
h. Other network assets | Nominal $ | [7 empty] | 0 | 194462.2834 | 284291.0533 | 172749.9612 | 518557.869 | 504087.0918 | 448142.2363
i. Non-network assets | Nominal $ | [7 empty] | 0 | 0 | 0 | 0 | 0 | 0 | 0
Total | Nominal $ | [7 empty] | 36713342.0153 | 49994508.6267 | 54307920.9837 | 59293156.5561 | 59447326.6054 | 55500376.3144 | 49131776.414
Capital contributions | Nominal $ | [7 empty] | 0 | 0 | 0 | 0 | 0 | 0 | 0
Total (net of capital contributions) | Nominal $ | [7 empty] | 36713342.0153 | 49994508.6267 | 54307920.9837 | 59293156.5561 | 59447326.6054 | 55500376.3144 | 49131776.414
Error check 8 | Ok/Error | 0 | [6 empty] | 0 | 0 | 0 | 0 | 0 | 0 | 0
Year | Year | [7 empty] | 2020 | 2021 | 2022 | 2023 | 2024 | 2025 | 2026
Capex by expenditure category | Units | Value | IM reference
Real (RY20) - Excluding ROU Assets
Consumer connection | Real (RY20) $ | [7 empty] | 5051584.9264 | 3636949.8949 | 2840158.5002 | 2840158.5002 | 3919878.0002 | 4516414.3502 | 5311796.75
System growth | Real (RY20) $ | [7 empty] | 7250323.923 | 5237770 | 3685106.4166 | 5987817.8466 | 6713269.3428 | 4446336.8487 | 3007130
Asset replacement and renewal | Real (RY20) $ | [7 empty] | 36713342.0153 | 49776078.4867 | 53375650.216 | 57037705.4757 | 56294666.3775 | 51613061.8268 | 44576143.05
Asset relocations and undergrounding | Real (RY20) $ | [7 empty] | 839747.5232 | 766857.5815 | 728514.7024 | 728514.7024 | 728514.7024 | 728514.7024 | 728516.05
Reliability, safety and environment (RSE)
Quality of supply | Real (RY20) $ | [7 empty] | 1157459.3188 | 236453.3333 | 435174.4167 | 435174.4167 | 214320 | 858705 | 644385
Legislative and regulatory | Real (RY20) $ | [7 empty] | 0 | 0 | 0 | 0 | 0 | 0 | 0
Environment | Real (RY20) $ | [7 empty] | 0 | 0 | 0 | 0 | 0 | 0 | 0
Total reliability, safety and environment | Real (RY20) $ | [7 empty] | 1157459.3188 | 236453.3333 | 435174.4167 | 435174.4167 | 214320 | 858705 | 644385
Total forecast network capex | Real (RY20) $ | [7 empty] | 51012457.7066 | 59654109.2964 | 61064604.2518 | 67029370.9416 | 67870648.4229 | 62163032.7281 | 54267970.85
Non-network capex | Real (RY20) $ | [7 empty] | 3693302 | 6094305.6037 | 5919340.3235 | 2649840.3235 | 2279840.3235 | 2109840.3235 | 2059840.7
Total expenditure on assets | Real (RY20) $ | [7 empty] | 54705759.7066 | 65748414.9001 | 66983944.5753 | 69679211.2651 | 70150488.7464 | 64272873.0516 | 56327811.55
Year | Year | [7 empty] | 2020 | 2021 | 2022 | 2023 | 2024 | 2025 | 2026
Capex by expenditure category | Units | Value | IM reference
Nominal
Consumer connection | Nominal $ | [7 empty] | 5051584.9264 | 3579347.856 | 2827001.9896 | 2887597.1979 | 4061676.5455 | 4774221.1136 | 5705914.8855
System growth | Nominal $ | [7 empty] | 7250323.923 | 5250090.5208 | 3745187.8981 | 6257942.6977 | 7135410.844 | 4822684.6106 | 3339868.7812
Asset replacement and renewal | Nominal $ | [7 empty] | 36713342.0153 | 49994508.6267 | 54307920.9837 | 59293156.5561 | 59447326.6054 | 55500376.3144 | 49131776.414
Asset relocations and undergrounding | Nominal $ | [7 empty] | 839747.5232 | 768344.7479 | 741859.9365 | 760233.2277 | 777854.4207 | 796910.9947 | 814922.9449
Reliability, safety and environment (RSE)
Quality of supply | Nominal $ | [7 empty] | 1157459.3188 | 240375.7682 | 449131.6871 | 456477.1443 | 228650.3521 | 938079.3461 | 719777.8062
Legislative and regulatory | Nominal $ | [7 empty] | 0 | 0 | 0 | 0 | 0 | 0 | 0
Environment | Nominal $ | [7 empty] | 0 | 0 | 0 | 0 | 0 | 0 | 0
Total reliability, safety and environment | Nominal $ | [7 empty] | 1157459.3188 | 240375.7682 | 449131.6871 | 456477.1443 | 228650.3521 | 938079.3461 | 719777.8062
Total forecast network capex | Nominal $ | [7 empty] | 51012457.7066 | 59832667.5196 | 62071102.495 | 69655406.8237 | 71650918.7677 | 66832272.3795 | 59712260.8318
Non-network capex | Nominal $ | [7 empty] | 3693302 | 6195401.7332 | 6109190.2561 | 2779555.7305 | 2432280.2015 | 2290988.9102 | 2276518.8895
Total expenditure on assets | Nominal $ | [7 empty] | 54705759.7066 | 66028069.2529 | 68180292.7511 | 72434962.5541 | 74083198.9693 | 69123261.2897 | 61988779.7213

## Commissioned assets allocation
Commissioned assets allocation | Model: Ok
Period beginning |  |  |  | 2014-04-01 | 2015-04-01 | 2016-04-01 | 2017-04-01 | 2018-04-01 | 2019-04-01 | 2020-04-01 | 2021-04-01 | 2022-04-01 | 2023-04-01 | 2024-04-01 | 2025-04-01
Period ending |  |  |  | 2015-03-31 | 2016-03-31 | 2017-03-31 | 2018-03-31 | 2019-03-31 | 2020-03-31 | 2021-03-31 | 2022-03-31 | 2023-03-31 | 2024-03-31 | 2025-03-31 | 2026-03-31
Regulatory year |  |  |  | RY15 | RY16 | RY17 | RY18 | RY19 | RY20 | RY21 | RY22 | RY23 | RY24 | RY25 | RY26
Relevant period |  |  |  | 2015-03-31: Current period; 2020-03-31: Assessment period; 2022-03-31: CPP period | Total
Flags | Units | Value | IM reference
Year | Year |  |  | 2015 | 2016 | 2017 | 2018 | 2019 | 2020 | 2021 | 2022 | 2023 | 2024 | 2025 | 2026
Comissioned assets - simple group | Text | Simple
Capex - simple assets | Units | Value | IM reference
Asset life category
a. Subtransmission lines | Nominal $ |  |  | 2020: 994364.5424; 2021: 6842732.1475; 2022: 6471319.8104; 2023: 7900029.961; 2024: 2291811.629; 2025: 470812.0828; 2026: 493880.6477
b. Subtransmission cables | Nominal $ |  |  | 2020: 50239.2073; 2021: 544499.3588; 2022: 448092.5658; 2023: 336361.9227; 2024: 3441209.2371; 2025: 305302.9911; 2026: 4763570.4575
c. Zone substations | Nominal $ |  |  | 2020: 7924583.0961; 2021: 8841188.583; 2022: 11157537.3112; 2023: 6177080.4832; 2024: 10614345.944; 2025: 12283714.7229; 2026: 5158970.9646
d. Distribution and LV lines | Nominal $ |  |  | 2020: 21691556.4981; 2021: 24186182.2482; 2022: 27008027.5718; 2023: 30499034.419; 2024: 31122166.2704; 2025: 27916124.719; 2026: 27220326.7567
e. Distribution and LV cables | Nominal $ |  |  | 2020: 4322824.9939; 2021: 4475498.1031; 2022: 4685082.1298; 2023: 4555488.437; 2024: 5243051.5217; 2025: 5753997.0237; 2026: 5712891.8822
f. Distribution substations and transformers | Nominal $ |  |  | 2020: 5830770.3047; 2021: 4685714.0226; 2022: 4778794.3237; 2023: 6452466.0175; 2024: 8292548.1752; 2025: 9115572.2069; 2026: 8877212.571
g. Distribution switchgear | Nominal $ |  |  | 2020: 4174278.9075; 2021: 4773187.5777; 2022: 4665946.3446; 2023: 4659119.3402; 2024: 4925255.6109; 2025: 6006034.7186; 2026: 4826191.2246
h. Other network assets | Nominal $ |  |  | 2020: 24271.2787; 2021: 362099.7731; 2022: 749823.1411; 2023: 554357.401; 2024: 775281.1983; 2025: 793231.7109; 2026: 421362.3104
i. Non-network assets | Nominal $ |  |  | 2020: 3693302; 2021: 4365542.2144; 2022: 6109190.2561; 2023: 2779555.7305; 2024: 2432280.2015; 2025: 2290988.9102; 2026: 2276518.8895
Total | Nominal $ |  |  | 2020: 48706190.8286; 2021: 59076644.0284; 2022: 66073813.4545; 2023: 63913493.7121; 2024: 69137949.788; 2025: 64935779.086; 2026: 59750925.7042
Error check 1 | Ok/Error | 0 |  | 2020: 0; 2021: 0; 2022: 0; 2023: 0; 2024: 0; 2025: 0; 2026: 0
DV rate (exclusive of cap cons)
0% | Nominal $ |  |  | 2020: 2364857.3488; 2021: 2043958.88; 2022: 2915914.3604; 2023: 58724.5716; 2024: 2437663.9127; 2025: 1940282.9873; 2026: 915377.4704
8% | Nominal $ |  |  | 2020: 40669046.9919; 2021: 51077286.4797; 2022: 55072182.4902; 2023: 58879256.3308; 2024: 61133046.2433; 2025: 57975003.6209; 2026: 54110812.1555
10% | Nominal $ |  |  | 2020: 2056704.6879; 2021: 1700594.0225; 2022: 2034305.9459; 2023: 2254681.6508; 2024: 3194686.7948; 2025: 2790294.3278; 2026: 2510090.7395
13% | Nominal $ |  |  | 2020: 388601; 2021: 553687.8411; 2022: 288897.9905; 2023: 293622.8582; 2024: 298636.8214; 2025: 303953.8012; 2026: 309365.6535
20% | Nominal $ |  |  | 2020: 310880.8; 2021: 442950.2729; 2022: 231118.3924; 2023: 234898.2866; 2024: 238909.4571; 2025: 243163.041; 2026: 247492.1029
50% | Nominal $ |  |  | 2020: 2916100; 2021: 3258166.5322; 2022: 5531394.275; 2023: 2192310.014; 2024: 1835006.5588; 2025: 1683081.3077; 2026: 1657787.5824
100% | Nominal $ |  |  | 2020: 0; 2021: 0; 2022: 0; 2023: 0; 2024: 0; 2025: 0; 2026: 0
Total | Nominal $ |  |  | 2020: 48706190.8286; 2021: 59076644.0284; 2022: 66073813.4545; 2023: 63913493.7121; 2024: 69137949.788; 2025: 64935779.086; 2026: 59750925.7042
Error check 2 | Ok/Error | 0 |  | 2020: 0; 2021: 0; 2022: 0; 2023: 0; 2024: 0; 2025: 0; 2026: 0
Expenditure category
Consumer connection | Nominal $ |  |  | 2020: 5051584.9264; 2021: 3579347.856; 2022: 2827001.9896; 2023: 2887597.1979; 2024: 4061676.5455; 2025: 4774221.1136; 2026: 5705914.8855
System growth | Nominal $ |  |  | 2020: 3953400.3096; 2021: 4042136.4393; 2022: 2879790.8073; 2023: 2327389.3754; 2024: 6071423.3282; 2025: 4822684.6106; 2026: 3339868.7812
Asset replacement and renewal | Nominal $ |  |  | 2020: 34010696.7506; 2021: 46080897.0025; 2022: 53066838.7779; 2023: 54702241.0363; 2024: 55566064.9399; 2025: 51312894.1107; 2026: 46893922.3969
Asset relocations and undergrounding | Nominal $ |  |  | 2020: 839747.5232; 2021: 768344.7479; 2022: 741859.9365; 2023: 760233.2277; 2024: 777854.4207; 2025: 796910.9947; 2026: 814922.9449
Reliability, safety and environment (RSE)
Quality of supply | Nominal $ |  |  | 2020: 1157459.3188; 2021: 240375.7682; 2022: 449131.6871; 2023: 456477.1443; 2024: 228650.3521; 2025: 938079.3461; 2026: 719777.8062
Legislative and regulatory | Nominal $ |  |  | 2020: 0; 2021: 0; 2022: 0; 2023: 0; 2024: 0; 2025: 0; 2026: 0
Environment | Nominal $ |  |  | 2020: 0; 2021: 0; 2022: 0; 2023: 0; 2024: 0; 2025: 0; 2026: 0
Total reliability, safety and environment | Nominal $ |  |  | 2020: 1157459.3188; 2021: 240375.7682; 2022: 449131.6871; 2023: 456477.1443; 2024: 228650.3521; 2025: 938079.3461; 2026: 719777.8062
Total forecast commissioned assets | Nominal $ |  |  | 2020: 45012888.8286; 2021: 54711101.814; 2022: 59964623.1984; 2023: 61133937.9816; 2024: 66705669.5865; 2025: 62644790.1758; 2026: 57474406.8147
Non-network capex | Nominal $ |  |  | 2020: 3693302; 2021: 4365542.2144; 2022: 6109190.2561; 2023: 2779555.7305; 2024: 2432280.2015; 2025: 2290988.9102; 2026: 2276518.8895
Total expenditure on assets | Nominal $ |  |  | 2020: 48706190.8286; 2021: 59076644.0284; 2022: 66073813.4545; 2023: 63913493.7121; 2024: 69137949.788; 2025: 64935779.086; 2026: 59750925.7042
Error check 3 | Ok/Error | 0 |  | 2020: 0; 2021: 0; 2022: 0; 2023: 0; 2024: 0; 2025: 0; 2026: 0
Capital contributions
Consumer connection | Nominal $ |  |  | 2020: 9299508.6144; 2021: 5369021.784; 2022: 4240502.9845; 2023: 4331395.7969; 2024: 6092514.8183; 2025: 7161331.6704; 2026: 8558872.3282
System growth | Nominal $ |  |  | 2020: 0; 2021: 0; 2022: 0; 2023: 0; 2024: 0; 2025: 0; 2026: 0
Asset replacement and renewal | Nominal $ |  |  | 2020: 0; 2021: 0; 2022: 0; 2023: 0; 2024: 0; 2025: 0; 2026: 0
Asset relocations and undergrounding | Nominal $ |  |  | 2020: 402482.5407; 2021: 1152517.1219; 2022: 1112789.9048; 2023: 1140349.8416; 2024: 1166781.631; 2025: 1195366.4921; 2026: 1222384.4174
Reliability, safety and environment (RSE)
Quality of supply | Nominal $ |  |  | 2020: 0; 2021: 0; 2022: 0; 2023: 0; 2024: 0; 2025: 0; 2026: 0
Legislative and regulatory | Nominal $ |  |  | 2020: 0; 2021: 0; 2022: 0; 2023: 0; 2024: 0; 2025: 0; 2026: 0
Environment | Nominal $ |  |  | 2020: 0; 2021: 0; 2022: 0; 2023: 0; 2024: 0; 2025: 0; 2026: 0
Total reliability, safety and environment | Nominal $ |  |  | 2020: 0; 2021: 0; 2022: 0; 2023: 0; 2024: 0; 2025: 0; 2026: 0
Total forecast commissioned assets | Nominal $ |  |  | 2020: 9701991.1552; 2021: 6521538.906; 2022: 5353292.8892; 2023: 5471745.6384; 2024: 7259296.4493; 2025: 8356698.1625; 2026: 9781256.7456
Non-network capex | Nominal $ |  |  | 2020: 0; 2021: 0; 2022: 0; 2023: 0; 2024: 0; 2025: 0; 2026: 0
Total expenditure on assets | Nominal $ |  |  | 2020: 9701991.1552; 2021: 6521538.906; 2022: 5353292.8892; 2023: 5471745.6384; 2024: 7259296.4493; 2025: 8356698.1625; 2026: 9781256.7456
Error check 4 | Ok/Error | 0 |  | 2020: 0; 2021: 0; 2022: 0; 2023: 0; 2024: 0; 2025: 0; 2026: 0
System growth
Simple capex
a. Subtransmission lines | Nominal $ |  |  | 2020: 0; 2021: 0; 2022: 0; 2023: 0; 2024: 1260756.3411; 2025: 0; 2026: 0
b. Subtransmission cables | Nominal $ |  |  | 2020: 0; 2021: 0; 2022: 0; 2023: 0; 2024: 242372.0282; 2025: 0; 2026: 0
c. Zone substations | Nominal $ |  |  | 2020: 70004.7806; 2021: 1162739.9011; 2022: 29266.3355; 2023: 23631.6946; 2024: 2071027.7949; 2025: 1597300.2881; 2026: 33944.7101
d. Distribution and LV lines | Nominal $ |  |  | 2020: 1607603.6815; 2021: 1204194.8538; 2022: 1193523.1666; 2023: 964792.3946; 2024: 1011172.9071; 2025: 1325832.7216; 2026: 1388837.5582
e. Distribution and LV cables | Nominal $ |  |  | 2020: 1176295.3767; 2021: 868816.1413; 2022: 863375.7745; 2023: 701632.8544; 2024: 738564.7344; 2025: 972555.5617; 2026: 1021333.1843
f. Distribution substations and transformers | Nominal $ |  |  | 2020: 509727.9966; 2021: 363821.604; 2022: 355678.971; 2023: 284688.4416; 2024: 294913.7916; 2025: 381860.1963; 2026: 392797.1683
g. Distribution switchgear | Nominal $ |  |  | 2020: 568542.7654; 2021: 427779.4633; 2022: 423313.392; 2023: 340828.1428; 2024: 356058.1934; 2025: 465254.1663; 2026: 485983.8053
h. Other network assets | Nominal $ |  |  | 2020: 21225.709; 2021: 14784.4759; 2022: 14633.1677; 2023: 11815.8473; 2024: 96557.5375; 2025: 79881.6766; 2026: 16972.355
i. Non-network assets | Nominal $ |  |  | 2020: 0; 2021: 0; 2022: 0; 2023: 0; 2024: 0; 2025: 0; 2026: 0
Total | Nominal $ |  |  | 2020: 3953400.3096; 2021: 4042136.4393; 2022: 2879790.8073; 2023: 2327389.3754; 2024: 6071423.3282; 2025: 4822684.6106; 2026: 3339868.7812
Error check 5 | Ok/Error | 0 |  | 2020: 0; 2021: 0; 2022: 0; 2023: 0; 2024: 0; 2025: 0; 2026: 0
Asset replacement and renewal
Simple capex
a. Subtransmission lines | Nominal $ |  |  | 2020: 939322.2221; 2021: 6792398.957; 2022: 6423135.2089; 2023: 7850763.9179; 2024: 980032.1323; 2025: 418227.9899; 2026: 439583.4348
b. Subtransmission cables | Nominal $ |  |  | 2020: 0; 2021: 504453.0325; 2022: 412968.8854; 2023: 300205.5874; 2024: 3154946.2635; 2025: 256321.6623; 2026: 4708073.0964
c. Zone substations | Nominal $ |  |  | 2020: 7726664.3885; 2021: 7587730.2965; 2022: 11056769.5377; 2023: 6080517.3825; 2024: 8440914.6149; 2025: 10566273.661; 2026: 4981805.6538
d. Distribution and LV lines | Nominal $ |  |  | 2020: 19510250; 2021: 22520241.8048; 2022: 25413562.3418; 2023: 29124559.7926; 2024: 29611098.6157; 2025: 26033056.0414; 2026: 25199065.7435
e. Distribution and LV cables | Nominal $ |  |  | 2020: 827000; 2021: 1868715.4472; 2022: 2376130.4043; 2023: 2365918.554; 2024: 2535898.3249; 2025: 2506683.4153; 2026: 2016498.3363
f. Distribution substations and transformers | Nominal $ |  |  | 2020: 3408895.66; 2021: 2987754.5865; 2022: 3372264.7692; 2023: 5102540.936; 2024: 6526191.9722; 2025: 7025201.9669; 2026: 6472322.8476
g. Distribution switchgear | Nominal $ |  |  | 2020: 1598564.48; 2021: 3714892.4177; 2022: 3727716.5772; 2023: 3793466.5922; 2024: 3869430.9968; 2025: 4029457.3262; 2026: 2675722.44
h. Other network assets | Nominal $ |  |  | 2020: 0; 2021: 104710.4603; 2022: 284291.0533; 2023: 84268.2737; 2024: 447552.0197; 2025: 477672.0476; 2026: 400850.8445
i. Non-network assets | Nominal $ |  |  | 2020: 0; 2021: 0; 2022: 0; 2023: 0; 2024: 0; 2025: 0; 2026: 0
Total | Nominal $ |  |  | 2020: 34010696.7506; 2021: 46080897.0025; 2022: 53066838.7779; 2023: 54702241.0363; 2024: 55566064.9399; 2025: 51312894.1107; 2026: 46893922.3969
Error check 6 | Ok/Error | 0 |  | 2020: 0; 2021: 0; 2022: 0; 2023: 0; 2024: 0; 2025: 0; 2026: 0
Proportion of simple assets capex | Units | Value | IM reference
Asset life category
a. Subtransmission lines | % |  |  | 2020: 2.042%; 2021: 11.58%; 2022: 9.794%; 2023: 12.36%; 2024: 3.315%; 2025: 0.725%; 2026: 0.8266%
b. Subtransmission cables | % |  |  | 2020: 0.1031%; 2021: 0.9217%; 2022: 0.6782%; 2023: 0.5263%; 2024: 4.977%; 2025: 0.4702%; 2026: 7.972%
c. Zone substations | % |  |  | 2020: 16.27%; 2021: 14.97%; 2022: 16.89%; 2023: 9.665%; 2024: 15.35%; 2025: 18.92%; 2026: 8.634%
d. Distribution and LV lines | % |  |  | 2020: 44.54%; 2021: 40.94%; 2022: 40.88%; 2023: 47.72%; 2024: 45.01%; 2025: 42.99%; 2026: 45.56%
e. Distribution and LV cables | % |  |  | 2020: 8.875%; 2021: 7.576%; 2022: 7.091%; 2023: 7.128%; 2024: 7.583%; 2025: 8.861%; 2026: 9.561%
f. Distribution substations and transformers | % |  |  | 2020: 11.97%; 2021: 7.932%; 2022: 7.233%; 2023: 10.1%; 2024: 11.99%; 2025: 14.04%; 2026: 14.86%
g. Distribution switchgear | % |  |  | 2020: 8.57%; 2021: 8.08%; 2022: 7.062%; 2023: 7.29%; 2024: 7.124%; 2025: 9.249%; 2026: 8.077%
h. Other network assets | % |  |  | 2020: 0.04983%; 2021: 0.6129%; 2022: 1.135%; 2023: 0.8674%; 2024: 1.121%; 2025: 1.222%; 2026: 0.7052%
i. Non-network assets | % |  |  | 2020: 7.583%; 2021: 7.39%; 2022: 9.246%; 2023: 4.349%; 2024: 3.518%; 2025: 3.528%; 2026: 3.81%
Error check 7 | Ok/Error | 0 |  | 2020: 0; 2021: 0; 2022: 0; 2023: 0; 2024: 0; 2025: 0; 2026: 0
DV rate
0% | % |  |  | 2020: 4.855%; 2021: 3.46%; 2022: 4.413%; 2023: 0.09188%; 2024: 3.526%; 2025: 2.988%; 2026: 1.532%
8% | % |  |  | 2020: 83.5%; 2021: 86.46%; 2022: 83.35%; 2023: 92.12%; 2024: 88.42%; 2025: 89.28%; 2026: 90.56%
10% | % |  |  | 2020: 4.223%; 2021: 2.879%; 2022: 3.079%; 2023: 3.528%; 2024: 4.621%; 2025: 4.297%; 2026: 4.201%
13% | % |  |  | 2020: 0.7978%; 2021: 0.9372%; 2022: 0.4372%; 2023: 0.4594%; 2024: 0.4319%; 2025: 0.4681%; 2026: 0.5178%
20% | % |  |  | 2020: 0.6383%; 2021: 0.7498%; 2022: 0.3498%; 2023: 0.3675%; 2024: 0.3456%; 2025: 0.3745%; 2026: 0.4142%
50% | % |  |  | 2020: 5.987%; 2021: 5.515%; 2022: 8.372%; 2023: 3.43%; 2024: 2.654%; 2025: 2.592%; 2026: 2.774%
100% | % | bar: 2020 to 2026
Error check 8 | Ok/Error | 0 |  | 2020: 0; 2021: 0; 2022: 0; 2023: 0; 2024: 0; 2025: 0; 2026: 0
Expenditure cateogry
Consumer connection | % |  |  | 2020: 10.37%; 2021: 6.059%; 2022: 4.279%; 2023: 4.518%; 2024: 5.875%; 2025: 7.352%; 2026: 9.55%
System growth | % |  |  | 2020: 8.117%; 2021: 6.842%; 2022: 4.358%; 2023: 3.641%; 2024: 8.782%; 2025: 7.427%; 2026: 5.59%
Asset replacement and renewal | % |  |  | 2020: 69.83%; 2021: 78%; 2022: 80.31%; 2023: 85.59%; 2024: 80.37%; 2025: 79.02%; 2026: 78.48%
Asset relocations and undergrounding | % |  |  | 2020: 1.724%; 2021: 1.301%; 2022: 1.123%; 2023: 1.189%; 2024: 1.125%; 2025: 1.227%; 2026: 1.364%
Reliability, safety and environment (RSE)
Quality of supply | % |  |  | 2020: 2.376%; 2021: 0.4069%; 2022: 0.6797%; 2023: 0.7142%; 2024: 0.3307%; 2025: 1.445%; 2026: 1.205%
Legislative and regulatory | % | bar: 2020 to 2026
Environment | % | bar: 2020 to 2026
Non-network capex | % |  |  | 2020: 7.583%; 2021: 7.39%; 2022: 9.246%; 2023: 4.349%; 2024: 3.518%; 2025: 3.528%; 2026: 3.81%
Error check 9 | Ok/Error | 0 |  | 2020: 0; 2021: 0; 2022: 0; 2023: 0; 2024: 0; 2025: 0; 2026: 0
Capital contributions by expenditure cateogry
Consumer connection | % |  |  | 2020: 95.85%; 2021: 82.33%; 2022: 79.21%; 2023: 79.16%; 2024: 83.93%; 2025: 85.7%; 2026: 87.5%
System growth | % | bar: 2020 to 2026
Asset replacement and renewal | % | bar: 2020 to 2026
Asset relocations and undergrounding | % |  |  | 2020: 4.148%; 2021: 17.67%; 2022: 20.79%; 2023: 20.84%; 2024: 16.07%; 2025: 14.3%; 2026: 12.5%
Reliability, safety and environment (RSE)
Quality of supply | % | bar: 2020 to 2026
Legislative and regulatory | % | bar: 2020 to 2026
Environment | % | bar: 2020 to 2026
Non-network capex | % | bar: 2020 to 2026
Error check 10 | Ok/Error | 0 |  | 2020: 0; 2021: 0; 2022: 0; 2023: 0; 2024: 0; 2025: 0; 2026: 0
System growth
Simple capex
a. Subtransmission lines | % |  |  | 2020: 0%; 2021: 0%; 2022: 0%; 2023: 0%; 2024: 20.77%; 2025: 0%; 2026: 0%
b. Subtransmission cables | % |  |  | 2020: 0%; 2021: 0%; 2022: 0%; 2023: 0%; 2024: 3.992%; 2025: 0%; 2026: 0%
c. Zone substations | % |  |  | 2020: 1.771%; 2021: 28.77%; 2022: 1.016%; 2023: 1.015%; 2024: 34.11%; 2025: 33.12%; 2026: 1.016%
d. Distribution and LV lines | % |  |  | 2020: 40.66%; 2021: 29.79%; 2022: 41.44%; 2023: 41.45%; 2024: 16.65%; 2025: 27.49%; 2026: 41.58%
e. Distribution and LV cables | % |  |  | 2020: 29.75%; 2021: 21.49%; 2022: 29.98%; 2023: 30.15%; 2024: 12.16%; 2025: 20.17%; 2026: 30.58%
f. Distribution substations and transformers | % |  |  | 2020: 12.89%; 2021: 9.001%; 2022: 12.35%; 2023: 12.23%; 2024: 4.857%; 2025: 7.918%; 2026: 11.76%
g. Distribution switchgear | % |  |  | 2020: 14.38%; 2021: 10.58%; 2022: 14.7%; 2023: 14.64%; 2024: 5.864%; 2025: 9.647%; 2026: 14.55%
h. Other network assets | % |  |  | 2020: 0.5369%; 2021: 0.3658%; 2022: 0.5081%; 2023: 0.5077%; 2024: 1.59%; 2025: 1.656%; 2026: 0.5082%
i. Non-network assets | % | bar: 2020 to 2026
Error check 11 | Ok/Error | 0 |  | 2020: 0; 2021: 0; 2022: 0; 2023: 0; 2024: 0; 2025: 0; 2026: 0
Asset replacement and renewal
Simple capex
a. Subtransmission lines | % |  |  | 2020: 2.762%; 2021: 14.74%; 2022: 12.1%; 2023: 14.35%; 2024: 1.764%; 2025: 0.8151%; 2026: 0.9374%
b. Subtransmission cables | % |  |  | 2020: 0%; 2021: 1.095%; 2022: 0.7782%; 2023: 0.5488%; 2024: 5.678%; 2025: 0.4995%; 2026: 10.04%
c. Zone substations | % |  |  | 2020: 22.72%; 2021: 16.47%; 2022: 20.84%; 2023: 11.12%; 2024: 15.19%; 2025: 20.59%; 2026: 10.62%
d. Distribution and LV lines | % |  |  | 2020: 57.37%; 2021: 48.87%; 2022: 47.89%; 2023: 53.24%; 2024: 53.29%; 2025: 50.73%; 2026: 53.74%
e. Distribution and LV cables | % |  |  | 2020: 2.432%; 2021: 4.055%; 2022: 4.478%; 2023: 4.325%; 2024: 4.564%; 2025: 4.885%; 2026: 4.3%
f. Distribution substations and transformers | % |  |  | 2020: 10.02%; 2021: 6.484%; 2022: 6.355%; 2023: 9.328%; 2024: 11.74%; 2025: 13.69%; 2026: 13.8%
g. Distribution switchgear | % |  |  | 2020: 4.7%; 2021: 8.062%; 2022: 7.025%; 2023: 6.935%; 2024: 6.964%; 2025: 7.853%; 2026: 5.706%
h. Other network assets | % |  |  | 2020: 0%; 2021: 0.2272%; 2022: 0.5357%; 2023: 0.154%; 2024: 0.8054%; 2025: 0.9309%; 2026: 0.8548%
i. Non-network assets | % | bar: 2020 to 2026
Error check 12 | Ok/Error | 0 |  | 2020: 0; 2021: 0; 2022: 0; 2023: 0; 2024: 0; 2025: 0; 2026: 0

## Commissioned assets summary
Commissioned assets summary | Model: Ok
Period beginning |  |  |  | 2014-04-01 | 2015-04-01 | 2016-04-01 | 2017-04-01 | 2018-04-01 | 2019-04-01 | 2020-04-01 | 2021-04-01 | 2022-04-01 | 2023-04-01 | 2024-04-01 | 2025-04-01
Period ending |  |  |  | 2015-03-31 | 2016-03-31 | 2017-03-31 | 2018-03-31 | 2019-03-31 | 2020-03-31 | 2021-03-31 | 2022-03-31 | 2023-03-31 | 2024-03-31 | 2025-03-31 | 2026-03-31
Regulatory year |  |  |  | RY15 | RY16 | RY17 | RY18 | RY19 | RY20 | RY21 | RY22 | RY23 | RY24 | RY25 | RY26
Relevant period |  |  |  | 2015-03-31: Current period; 2020-03-31: Assessment period; 2022-03-31: CPP period | Total
Flags | Units | Value | IM reference
Year | Year |  |  | 2015 | 2016 | 2017 | 2018 | 2019 | 2020 | 2021 | 2022 | 2023 | 2024 | 2025 | 2026
Comissioned assets - complex group | Text | Complex
Commissioned assets | Units | Value | IM reference
Commissioned assets - simple group | Nominal $ |  |  | 2020: 44678704.2694; 2021: 60447258.4986; 2022: 71381088.0986; 2023: 65234384.2043; 2024: 67520940.1172; 2025: 67086377.3751; 2026: 62260809.0694
Commissioned assets - complex group | Nominal $ |  |  | 2020: 11092936.89; 2021: 10702581.652; 2022: 5947748.9109; 2023: 1285223.7183; 2024: 11094084.8073; 2025: 5121136.6262; 2026: 4336418.1862
ROU assets | Nominal $ |  |  | 2020: 4921327.0436; 2021: 145011.0612; 2022: 474082.9536; 2023: 265494.7603; 2024: 492079.7726; 2025: 135593.4948; 2026: 0
Capital contributions - simple group | Nominal $ |  |  | 2020: 5884618.5415; 2021: 9437205.4755; 2022: 6652580.6477; 2023: 5424364.5388; 2024: 6544276.125; 2025: 7917737.4772; 2026: 9211433.3124
Capital contributions - complex group | Nominal $ |  |  | 2020: 0; 2021: 0; 2022: 0; 2023: 0; 2024: 0; 2025: 0; 2026: 0
Commissioned assets by asset life category | Units | Value | IM reference
a. Subtransmission lines | Nominal $ |  |  | 2020: 1042399.4894; 2021: 7001487.7412; 2022: 6991118.3471; 2023: 8063298.6834; 2024: 6212436.6048; 2025: 486404.8372; 2026: 514626.4823
b. Subtransmission cables | Nominal $ |  |  | 2020: 46084.9565; 2021: 6826034.6504; 2022: 538524.7998; 2023: 343313.4636; 2024: 6539497.6313; 2025: 381056.7418; 2026: 8060495.6764
c. Zone substations | Nominal $ |  |  | 2020: 7269303.9342; 2021: 12460494.7354; 2022: 15787441.414; 2023: 7589964.988; 2024: 14046671.3071; 2025: 17379341.9412; 2026: 6550015.8834
d. Distribution and LV lines | Nominal $ |  |  | 2020: 23024095.2498; 2021: 25766810.4894; 2022: 29177404.7037; 2023: 31129353.343; 2024: 30394275.9585; 2025: 28840674.6498; 2026: 28363737.4154
e. Distribution and LV cables | Nominal $ |  |  | 2020: 3965373.1122; 2021: 4579332.4112; 2022: 5121741.8207; 2023: 4649636.0264; 2024: 5177778.814; 2025: 6061116.1803; 2026: 5977304.6288
f. Distribution substations and transformers | Nominal $ |  |  | 2020: 5348627.3033; 2021: 4794425.4694; 2022: 5206209.1267; 2023: 6585818.1552; 2024: 8124940.3957; 2025: 9484020.0884; 2026: 9263565.7772
g. Distribution switchgear | Nominal $ |  |  | 2020: 3829110.2152; 2021: 4883928.4648; 2022: 5108557.9209; 2023: 4755408.6538; 2024: 4854110.3455; 2025: 6272030.1248; 2026: 5028919.0808
h. Other network assets | Nominal $ |  |  | 2020: 7858741.8908; 2021: 370500.7105; 2022: 902995.5219; 2023: 565814.2214; 2024: 889920.233; 2025: 936005.6109; 2026: 466416.5035
i. Non-network assets | Nominal $ |  |  | 2020: 8309232.0517; 2021: 4611836.5395; 2022: 8968926.3084; 2023: 3102495.148; 2024: 2867473.4072; 2025: 2502457.3218; 2026: 2372145.8078
Total | Nominal $ |  |  | 2020: 60692968.203; 2021: 71294851.2118; 2022: 77802919.9631; 2023: 66785102.6829; 2024: 79107104.6972; 2025: 72343107.4961; 2026: 66597227.2556
Error check 1 | Ok/Error | 0 |  | 2020: 0; 2021: 0; 2022: 0; 2023: 0; 2024: 0; 2025: 0; 2026: 0
RTAV | Units | Value | IM reference
0% | Nominal $ |  |  | 2020: 2455027.6565; 2021: 2417892.4355; 2022: 4759303.6321; 2023: 64922.2021; 2024: 3710143.0261; 2025: 3210892.4705; 2026: 1465917.9396
8% | Nominal $ |  |  | 2020: 53312665.3574; 2021: 71124239.7471; 2022: 67684936.0657; 2023: 66378435.4585; 2024: 73365272.3847; 2025: 70998932.8517; 2026: 68663802.2995
10% | Nominal $ |  |  | 2020: 2135125.3566; 2021: 2011710.4425; 2022: 2495474.5861; 2023: 2492634.5753; 2024: 5542247.6602; 2025: 3339434.2988; 2026: 3029848.8448
13% | Nominal $ |  |  | 2020: 403418.0763; 2021: 654982.669; 2022: 341190.6914; 2023: 324611.0103; 2024: 319919.8244; 2025: 351082.0404; 2026: 370053.7977
20% | Nominal $ |  |  | 2020: 322734.461; 2021: 523986.1352; 2022: 272952.5531; 2023: 259688.8082; 2024: 255935.8595; 2025: 280865.6323; 2026: 296042.5358
50% | Nominal $ |  |  | 2020: 3027288.7931; 2021: 3854234.1967; 2022: 8427560.1289; 2023: 2423680.4069; 2024: 1965782.2947; 2025: 1944044.1847; 2026: 1982995.1505
100% | Nominal $ |  |  | 2020: 0; 2021: 0; 2022: 0; 2023: 0; 2024: 0; 2025: 0; 2026: 0
Total | Nominal $ |  |  | 2020: 61656259.7009; 2021: 80587045.6261; 2022: 83981417.6572; 2023: 71943972.4613; 2024: 85159301.0495; 2025: 80125251.4785; 2026: 75808660.568
Error check 2 | Ok/Error | 0 |  | 2020: 0; 2021: 0; 2022: 0; 2023: 0; 2024: 0; 2025: 0; 2026: 0
By expenditure categories | Units | Value | IM reference
Commissioned assets
Consumer connection | Nominal $ |  |  | 2020: 4633872.3102; 2021: 3662390.9274; 2022: 3054076.4567; 2023: 2947274.7318; 2024: 3966681.3906; 2025: 4932337.8237; 2026: 5945596.2073
System growth | Nominal $ |  |  | 2020: 3626495.94; 2021: 7550101.6308; 2022: 3111105.4528; 2023: 2375489.179; 2024: 12269308.2983; 2025: 6084236.6857; 2026: 3480162.5255
Asset replacement and renewal | Nominal $ |  |  | 2020: 42291308.9299; 2021: 54438398.6617; 2022: 61382155.6017; 2023: 57117987.6832; 2024: 59020677.1263; 2025: 57031624.4403; 2026: 53200155.6841
Asset relocations and undergrounding | Nominal $ |  |  | 2020: 770309.2895; 2021: 786170.8186; 2022: 801448.6635; 2023: 775944.8527; 2024: 759661.8343; 2025: 823303.77; 2026: 849154.407
Reliability, safety and environment (RSE)
Quality of supply | Nominal $ |  |  | 2020: 1061749.6816; 2021: 245952.6338; 2022: 485207.4801; 2023: 465911.0882; 2024: 223302.6403; 2025: 969147.4547; 2026: 750012.6238
Legislative and regulatory | Nominal $ |  |  | 2020: 0; 2021: 0; 2022: 0; 2023: 0; 2024: 0; 2025: 0; 2026: 0
Environment | Nominal $ |  |  | 2020: 0; 2021: 0; 2022: 0; 2023: 0; 2024: 0; 2025: 0; 2026: 0
Total reliability, safety and environment | Nominal $ |  |  | 2020: 1061749.6816; 2021: 245952.6338; 2022: 485207.4801; 2023: 465911.0882; 2024: 223302.6403; 2025: 969147.4547; 2026: 750012.6238
Total forecast commissioned assets | Nominal $ |  |  | 2020: 52383736.1513; 2021: 66683014.6723; 2022: 68833993.6547; 2023: 63682607.5349; 2024: 76239631.2899; 2025: 69840650.1744; 2026: 64225081.4478
Non-network capex | Nominal $ |  |  | 2020: 8309232.0517; 2021: 4611836.5395; 2022: 8968926.3084; 2023: 3102495.148; 2024: 2867473.4072; 2025: 2502457.3218; 2026: 2372145.8078
Total expenditure on assets | Nominal $ |  |  | 2020: 60692968.203; 2021: 71294851.2118; 2022: 77802919.9631; 2023: 66785102.6829; 2024: 79107104.6972; 2025: 72343107.4961; 2026: 66597227.2556
Error check 3 | Ok/Error | 0 |  | 2020: 0; 2021: 0; 2022: 0; 2023: 0; 2024: 0; 2025: 0; 2026: 0
Capital contributions
Consumer connection | Nominal $ |  |  | 2020: 5640497.9085; 2021: 7769418.0023; 2022: 5269707.5753; 2023: 4293889.2478; 2024: 5492419.2096; 2025: 6785161.2025; 2026: 8060260.9389
System growth | Nominal $ |  |  | 2020: 0; 2021: 0; 2022: 0; 2023: 0; 2024: 0; 2025: 0; 2026: 0
Asset replacement and renewal | Nominal $ |  |  | 2020: 0; 2021: 0; 2022: 0; 2023: 0; 2024: 0; 2025: 0; 2026: 0
Asset relocations and undergrounding | Nominal $ |  |  | 2020: 244120.633; 2021: 1667787.4732; 2022: 1382873.0724; 2023: 1130475.2909; 2024: 1051856.9154; 2025: 1132576.2747; 2026: 1151172.3734
Reliability, safety and environment (RSE)
Quality of supply | Nominal $ |  |  | 2020: 0; 2021: 0; 2022: 0; 2023: 0; 2024: 0; 2025: 0; 2026: 0
Legislative and regulatory | Nominal $ |  |  | 2020: 0; 2021: 0; 2022: 0; 2023: 0; 2024: 0; 2025: 0; 2026: 0
Environment | Nominal $ |  |  | 2020: 0; 2021: 0; 2022: 0; 2023: 0; 2024: 0; 2025: 0; 2026: 0
Total reliability, safety and environment | Nominal $ |  |  | 2020: 0; 2021: 0; 2022: 0; 2023: 0; 2024: 0; 2025: 0; 2026: 0
Total forecast commissioned assets | Nominal $ |  |  | 2020: 5884618.5415; 2021: 9437205.4755; 2022: 6652580.6477; 2023: 5424364.5388; 2024: 6544276.125; 2025: 7917737.4772; 2026: 9211433.3124
Non-network capex | Nominal $ |  |  | 2020: 0; 2021: 0; 2022: 0; 2023: 0; 2024: 0; 2025: 0; 2026: 0
Total expenditure on assets | Nominal $ |  |  | 2020: 5884618.5415; 2021: 9437205.4755; 2022: 6652580.6477; 2023: 5424364.5388; 2024: 6544276.125; 2025: 7917737.4772; 2026: 9211433.3124
Error check 4 | Ok/Error | 0 |  | 2020: 0; 2021: 0; 2022: 0; 2023: 0; 2024: 0; 2025: 0; 2026: 0
System growth | Units | Value | IM reference
Commissioned assets
System growth
a. Subtransmission lines | Nominal $ |  |  | 2020: 0; 2021: 0; 2022: 0; 2023: 0; 2024: 5205495.8065; 2025: 0; 2026: 0
b. Subtransmission cables | Nominal $ |  |  | 2020: 0; 2021: 0; 2022: 0; 2023: 0; 2024: 1363439.0357; 2025: 0; 2026: 0
c. Zone substations | Nominal $ |  |  | 2020: 64216.126; 2021: 4603901.3222; 2022: 31617.1076; 2023: 24120.0873; 2024: 3220370.0581; 2025: 2709059.6781; 2026: 35370.5836
d. Distribution and LV lines | Nominal $ |  |  | 2020: 1474671.8691; 2021: 1232132.9149; 2022: 1289391.0288; 2023: 984731.6128; 2024: 987523.4299; 2025: 1369742.7759; 2026: 1447176.7428
e. Distribution and LV cables | Nominal $ |  |  | 2020: 1079028.1969; 2021: 888973.21; 2022: 932725.0691; 2023: 716133.3944; 2024: 721291.0617; 2025: 1004765.4829; 2026: 1064235.0663
f. Distribution substations and transformers | Nominal $ |  |  | 2020: 467578.8853; 2021: 372262.489; 2022: 384248.3223; 2023: 290572.0545; 2024: 288016.2996; 2025: 394506.9666; 2026: 409296.914
g. Distribution switchgear | Nominal $ |  |  | 2020: 521530.2952; 2021: 437704.2099; 2022: 457315.3712; 2023: 347871.9864; 2024: 347730.6461; 2025: 480662.849; 2026: 506397.927
h. Other network assets | Nominal $ |  |  | 2020: 19470.5675; 2021: 15127.4848; 2022: 15808.5538; 2023: 12060.0436; 2024: 135441.9607; 2025: 125498.9332; 2026: 17685.2918
i. Non-network assets | Nominal $ |  |  | 2020: 0; 2021: 0; 2022: 0; 2023: 0; 2024: 0; 2025: 0; 2026: 0
Total | Nominal $ |  |  | 2020: 3626495.94; 2021: 7550101.6308; 2022: 3111105.4528; 2023: 2375489.179; 2024: 12269308.2983; 2025: 6084236.6857; 2026: 3480162.5255
Error check 5 | Ok/Error | 0 |  | 2020: 0; 2021: 0; 2022: 0; 2023: 0; 2024: 0; 2025: 0; 2026: 0
Asset replacement and renewal | Units | Value | IM reference
Commissioned assets
Asset replacement and renewal
a. Subtransmission lines | Nominal $ |  |  | 2020: 991908.5865; 2021: 6949986.7897; 2022: 6939063.3936; 2023: 8013014.4665; 2024: 957110.9806; 2025: 432079.2197; 2026: 458048.4734
b. Subtransmission cables | Nominal $ |  |  | 2020: 0; 2021: 6785059.2246; 2022: 500579.8653; 2023: 306409.8908; 2024: 5133194.1789; 2025: 330453.2078; 2026: 8002667.1062
c. Zone substations | Nominal $ |  |  | 2020: 7087751.0093; 2021: 7763770.3054; 2022: 15678579.6284; 2023: 7491406.2324; 2024: 10726292.7454; 2025: 14546162.5652; 2026: 6365408.6081
d. Distribution and LV lines | Nominal $ |  |  | 2020: 21023159.7158; 2021: 24062219.2033; 2022: 27454866.5739; 2023: 29726472.6577; 2024: 28918549.4011; 2025: 26895240.9043; 2026: 26257571.7864
e. Distribution and LV cables | Nominal $ |  |  | 2020: 758615.8515; 2021: 1912070.7948; 2022: 2627327.1969; 2023: 2414814.6344; 2024: 2533940.9587; 2025: 2706255.2816; 2026: 2125641.2429
f. Distribution substations and transformers | Nominal $ |  |  | 2020: 3127016.0628; 2021: 3057072.3302; 2022: 3686702.3086; 2023: 5207994.3765; 2024: 6399896.0203; 2025: 7324419.1912; 2026: 6757656.8203
g. Distribution switchgear | Nominal $ |  |  | 2020: 1466380.114; 2021: 3801080.2062; 2022: 4094966.3302; 2023: 3871865.5916; 2024: 3822979.53; 2025: 4229990.7633; 2026: 2788118.209
h. Other network assets | Nominal $ |  |  | 2020: 7836477.59; 2021: 107139.8074; 2022: 400070.3048; 2023: 86009.8334; 2024: 528713.3114; 2025: 567023.3072; 2026: 445043.4378
i. Non-network assets | Nominal $ |  |  | 2020: 0; 2021: 0; 2022: 0; 2023: 0; 2024: 0; 2025: 0; 2026: 0
Total | Nominal $ |  |  | 2020: 42291308.9299; 2021: 54438398.6617; 2022: 61382155.6017; 2023: 57117987.6832; 2024: 59020677.1263; 2025: 57031624.4403; 2026: 53200155.6841
Error check 6 | Ok/Error | 0 |  | 2020: 0; 2021: 0; 2022: 0; 2023: 0; 2024: 0; 2025: 0; 2026: 0
Simple commissioned assets | Units | Value | IM reference
Commissioned assets by asset life category
a. Subtransmission lines | Nominal $ |  |  | 2020: 912141.1174; 2021: 7001487.7412; 2022: 6991118.3471; 2023: 8063298.6834; 2024: 2238210.364; 2025: 486404.8372; 2026: 514626.4823
b. Subtransmission cables | Nominal $ |  |  | 2020: 46084.9565; 2021: 557132.0788; 2022: 484084.893; 2023: 343313.4636; 2024: 3360725.673; 2025: 315414.2749; 2026: 4963667.8804
c. Zone substations | Nominal $ |  |  | 2020: 7269303.9342; 2021: 9046309.595; 2022: 12053748.8626; 2023: 6304741.2697; 2024: 10366095.8861; 2025: 12690537.221; 2026: 5375677.4884
d. Distribution and LV lines | Nominal $ |  |  | 2020: 19897894.3218; 2021: 24747316.5494; 2022: 29177404.7037; 2023: 31129353.343; 2024: 30394275.9585; 2025: 28840674.6498; 2026: 28363737.4154
e. Distribution and LV cables | Nominal $ |  |  | 2020: 3965373.1122; 2021: 4579332.4112; 2022: 5061403.9477; 2023: 4649636.0264; 2024: 5120426.1757; 2025: 5944562.7846; 2026: 5952866.2781
f. Distribution substations and transformers | Nominal $ |  |  | 2020: 5348627.3033; 2021: 4794425.4694; 2022: 5162643.4255; 2023: 6585818.1552; 2024: 8098600.703; 2025: 9417469.4701; 2026: 9250106.6793
g. Distribution switchgear | Nominal $ |  |  | 2020: 3829110.2152; 2021: 4883928.4648; 2022: 5040731.1107; 2023: 4755408.6538; 2024: 4810062.9276; 2025: 6204947.678; 2026: 5028919.0808
h. Other network assets | Nominal $ |  |  | 2020: 22264.3008; 2021: 370500.7105; 2022: 810051.4999; 2023: 565814.2214; 2024: 757148.7949; 2025: 819502.6325; 2026: 439061.9568
i. Non-network assets | Nominal $ |  |  | 2020: 3387905.0081; 2021: 4466825.4783; 2022: 6599901.3085; 2023: 2837000.3877; 2024: 2375393.6346; 2025: 2366863.8269; 2026: 2372145.8078
Total | Nominal $ |  |  | 2020: 44678704.2694; 2021: 60447258.4986; 2022: 71381088.0986; 2023: 65234384.2043; 2024: 67520940.1172; 2025: 67086377.3751; 2026: 62260809.0694
Error check 7 | Ok/Error | 0 |  | 2020: 0; 2021: 0; 2022: 0; 2023: 0; 2024: 0; 2025: 0; 2026: 0
RTAV
0% | Nominal $ |  |  | 2020: 2455027.6565; 2021: 2417892.4355; 2022: 3443716.7071; 2023: 64922.2021; 2024: 2611389.3364; 2025: 2241125.1559; 2026: 1094946.7253
8% | Nominal $ |  |  | 2020: 42219728.4674; 2021: 60421658.0951; 2022: 65040660.1481; 2023: 65093211.7402; 2024: 65489825.8256; 2025: 66964066.5186; 2026: 64725709.8743
10% | Nominal $ |  |  | 2020: 2135125.3566; 2021: 2011710.4425; 2022: 2402530.5641; 2023: 2492634.5753; 2024: 3422363.1017; 2025: 3222931.3205; 2026: 3002494.2981
13% | Nominal $ |  |  | 2020: 403418.0763; 2021: 654982.669; 2022: 341190.6914; 2023: 324611.0103; 2024: 319919.8244; 2025: 351082.0404; 2026: 370053.7977
20% | Nominal $ |  |  | 2020: 322734.461; 2021: 523986.1352; 2022: 272952.5531; 2023: 259688.8082; 2024: 255935.8595; 2025: 280865.6323; 2026: 296042.5358
50% | Nominal $ |  |  | 2020: 3027288.7931; 2021: 3854234.1967; 2022: 6532618.0826; 2023: 2423680.4069; 2024: 1965782.2947; 2025: 1944044.1847; 2026: 1982995.1505
100% | Nominal $ |  |  | 2020: 0; 2021: 0; 2022: 0; 2023: 0; 2024: 0; 2025: 0; 2026: 0
Total | Nominal $ |  |  | 2020: 50563322.8109; 2021: 69884463.9741; 2022: 78033668.7463; 2023: 70658748.743; 2024: 74065216.2422; 2025: 75004114.8524; 2026: 71472242.3817
Error check 8 | Ok/Error | 0 |  | 2020: 0; 2021: 0; 2022: 0; 2023: 0; 2024: 0; 2025: 0; 2026: 0
Commissioned assets by expenditure categories
Consumer connection | Nominal $ |  |  | 2020: 4633872.3102; 2021: 3662390.9274; 2022: 3054076.4567; 2023: 2947274.7318; 2024: 3966681.3906; 2025: 4932337.8237; 2026: 5945596.2073
System growth | Nominal $ |  |  | 2020: 3626495.94; 2021: 4135916.4904; 2022: 3111105.4528; 2023: 2375489.179; 2024: 5929423.887; 2025: 4982406.376; 2026: 3480162.5255
Asset replacement and renewal | Nominal $ |  |  | 2020: 31198372.0399; 2021: 47150002.1501; 2022: 57329348.737; 2023: 55832763.9649; 2024: 54266476.7304; 2025: 53012318.1237; 2026: 48863737.4979
Asset relocations and undergrounding | Nominal $ |  |  | 2020: 770309.2895; 2021: 786170.8186; 2022: 801448.6635; 2023: 775944.8527; 2024: 759661.8343; 2025: 823303.77; 2026: 849154.407
Reliability, safety and environment (RSE)
Quality of supply | Nominal $ |  |  | 2020: 1061749.6816; 2021: 245952.6338; 2022: 485207.4801; 2023: 465911.0882; 2024: 223302.6403; 2025: 969147.4547; 2026: 750012.6238
Legislative and regulatory | Nominal $ |  |  | 2020: 0; 2021: 0; 2022: 0; 2023: 0; 2024: 0; 2025: 0; 2026: 0
Environment | Nominal $ |  |  | 2020: 0; 2021: 0; 2022: 0; 2023: 0; 2024: 0; 2025: 0; 2026: 0
Total reliability, safety and environment | Nominal $ |  |  | 2020: 1061749.6816; 2021: 245952.6338; 2022: 485207.4801; 2023: 465911.0882; 2024: 223302.6403; 2025: 969147.4547; 2026: 750012.6238
Total forecast commissioned assets | Nominal $ |  |  | 2020: 41290799.2613; 2021: 55980433.0203; 2022: 64781186.7901; 2023: 62397383.8166; 2024: 65145546.4826; 2025: 64719513.5482; 2026: 59888663.2616
Non-network capex | Nominal $ |  |  | 2020: 3387905.0081; 2021: 4466825.4783; 2022: 6599901.3085; 2023: 2837000.3877; 2024: 2375393.6346; 2025: 2366863.8269; 2026: 2372145.8078
Total expenditure on assets | Nominal $ |  |  | 2020: 44678704.2694; 2021: 60447258.4986; 2022: 71381088.0986; 2023: 65234384.2043; 2024: 67520940.1172; 2025: 67086377.3751; 2026: 62260809.0694
Error check 9 | Ok/Error | 0 |  | 2020: 0; 2021: 0; 2022: 0; 2023: 0; 2024: 0; 2025: 0; 2026: 0
Capital contributions
Consumer connection | Nominal $ |  |  | 2020: 5640497.9085; 2021: 7769418.0023; 2022: 5269707.5753; 2023: 4293889.2478; 2024: 5492419.2096; 2025: 6785161.2025; 2026: 8060260.9389
System growth | Nominal $ |  |  | 2020: 0; 2021: 0; 2022: 0; 2023: 0; 2024: 0; 2025: 0; 2026: 0
Asset replacement and renewal | Nominal $ |  |  | 2020: 0; 2021: 0; 2022: 0; 2023: 0; 2024: 0; 2025: 0; 2026: 0
Asset relocations and undergrounding | Nominal $ |  |  | 2020: 244120.633; 2021: 1667787.4732; 2022: 1382873.0724; 2023: 1130475.2909; 2024: 1051856.9154; 2025: 1132576.2747; 2026: 1151172.3734
Reliability, safety and environment (RSE)
Quality of supply | Nominal $ |  |  | 2020: 0; 2021: 0; 2022: 0; 2023: 0; 2024: 0; 2025: 0; 2026: 0
Legislative and regulatory | Nominal $ |  |  | 2020: 0; 2021: 0; 2022: 0; 2023: 0; 2024: 0; 2025: 0; 2026: 0
Environment | Nominal $ |  |  | 2020: 0; 2021: 0; 2022: 0; 2023: 0; 2024: 0; 2025: 0; 2026: 0
Total reliability, safety and environment | Nominal $ |  |  | 2020: 0; 2021: 0; 2022: 0; 2023: 0; 2024: 0; 2025: 0; 2026: 0
Total forecast commissioned assets | Nominal $ |  |  | 2020: 5884618.5415; 2021: 9437205.4755; 2022: 6652580.6477; 2023: 5424364.5388; 2024: 6544276.125; 2025: 7917737.4772; 2026: 9211433.3124
Non-network capex | Nominal $ |  |  | 2020: 0; 2021: 0; 2022: 0; 2023: 0; 2024: 0; 2025: 0; 2026: 0
Total expenditure on assets | Nominal $ |  |  | 2020: 5884618.5415; 2021: 9437205.4755; 2022: 6652580.6477; 2023: 5424364.5388; 2024: 6544276.125; 2025: 7917737.4772; 2026: 9211433.3124
Error check 10 | Ok/Error | 0 |  | 2020: 0; 2021: 0; 2022: 0; 2023: 0; 2024: 0; 2025: 0; 2026: 0
System growth
Commissioned assets
a. Subtransmission lines | Nominal $ |  |  | 2020: 0; 2021: 0; 2022: 0; 2023: 0; 2024: 1231269.5657; 2025: 0; 2026: 0
b. Subtransmission cables | Nominal $ |  |  | 2020: 0; 2021: 0; 2022: 0; 2023: 0; 2024: 236703.3916; 2025: 0; 2026: 0
c. Zone substations | Nominal $ |  |  | 2020: 64216.126; 2021: 1189716.1818; 2022: 31617.1076; 2023: 24120.0873; 2024: 2022590.2583; 2025: 1650201.0358; 2026: 35370.5836
d. Distribution and LV lines | Nominal $ |  |  | 2020: 1474671.8691; 2021: 1232132.9149; 2022: 1289391.0288; 2023: 984731.6128; 2024: 987523.4299; 2025: 1369742.7759; 2026: 1447176.7428
e. Distribution and LV cables | Nominal $ |  |  | 2020: 1079028.1969; 2021: 888973.21; 2022: 932725.0691; 2023: 716133.3944; 2024: 721291.0617; 2025: 1004765.4829; 2026: 1064235.0663
f. Distribution substations and transformers | Nominal $ |  |  | 2020: 467578.8853; 2021: 372262.489; 2022: 384248.3223; 2023: 290572.0545; 2024: 288016.2996; 2025: 394506.9666; 2026: 409296.914
g. Distribution switchgear | Nominal $ |  |  | 2020: 521530.2952; 2021: 437704.2099; 2022: 457315.3712; 2023: 347871.9864; 2024: 347730.6461; 2025: 480662.849; 2026: 506397.927
h. Other network assets | Nominal $ |  |  | 2020: 19470.5675; 2021: 15127.4848; 2022: 15808.5538; 2023: 12060.0436; 2024: 94299.234; 2025: 82527.2658; 2026: 17685.2918
i. Non-network assets | Nominal $ |  |  | 2020: 0; 2021: 0; 2022: 0; 2023: 0; 2024: 0; 2025: 0; 2026: 0
Total | Nominal $ |  |  | 2020: 3626495.94; 2021: 4135916.4904; 2022: 3111105.4528; 2023: 2375489.179; 2024: 5929423.887; 2025: 4982406.376; 2026: 3480162.5255
Error check 11 | Ok/Error | 0 |  | 2020: 0; 2021: 0; 2022: 0; 2023: 0; 2024: 0; 2025: 0; 2026: 0
Asset replacement and renewal
Commissioned assets
a. Subtransmission lines | Nominal $ |  |  | 2020: 861650.2145; 2021: 6949986.7897; 2022: 6939063.3936; 2023: 8013014.4665; 2024: 957110.9806; 2025: 432079.2197; 2026: 458048.4734
b. Subtransmission cables | Nominal $ |  |  | 2020: 0; 2021: 516156.653; 2022: 446139.9584; 2023: 306409.8908; 2024: 3081157.8646; 2025: 264810.7408; 2026: 4905839.3102
c. Zone substations | Nominal $ |  |  | 2020: 7087751.0093; 2021: 7763770.3054; 2022: 11944887.077; 2023: 6206182.5141; 2024: 8243497.1241; 2025: 10916216.4873; 2026: 5191070.2131
d. Distribution and LV lines | Nominal $ |  |  | 2020: 17896958.7878; 2021: 23042725.2633; 2022: 27454866.5739; 2023: 29726472.6577; 2024: 28918549.4011; 2025: 26895240.9043; 2026: 26257571.7864
e. Distribution and LV cables | Nominal $ |  |  | 2020: 758615.8515; 2021: 1912070.7948; 2022: 2566989.3239; 2023: 2414814.6344; 2024: 2476588.3204; 2025: 2589701.8859; 2026: 2101202.8922
f. Distribution substations and transformers | Nominal $ |  |  | 2020: 3127016.0628; 2021: 3057072.3302; 2022: 3643136.6073; 2023: 5207994.3765; 2024: 6373556.3276; 2025: 7257868.5729; 2026: 6744197.7224
g. Distribution switchgear | Nominal $ |  |  | 2020: 1466380.114; 2021: 3801080.2062; 2022: 4027139.5201; 2023: 3871865.5916; 2024: 3778932.1121; 2025: 4162908.3166; 2026: 2788118.209
h. Other network assets | Nominal $ |  |  | 2020: 0; 2021: 107139.8074; 2022: 307126.2828; 2023: 86009.8334; 2024: 437084.6; 2025: 493491.9963; 2026: 417688.8911
i. Non-network assets | Nominal $ |  |  | 2020: 0; 2021: 0; 2022: 0; 2023: 0; 2024: 0; 2025: 0; 2026: 0
Total | Nominal $ |  |  | 2020: 31198372.0399; 2021: 47150002.1501; 2022: 57329348.737; 2023: 55832763.9649; 2024: 54266476.7304; 2025: 53012318.1237; 2026: 48863737.4979
Error check 12 | Ok/Error | 0 |  | 2020: 0; 2021: 0; 2022: 0; 2023: 0; 2024: 0; 2025: 0; 2026: 0
Complex commissioned assets | Units | Value | IM reference
Commissioned assets by asset life category | Units | Value | IM reference
a. Subtransmission lines | Nominal $ |  |  | 2020: 130258.372; 2021: 0; 2022: 0; 2023: 0; 2024: 3974226.2408; 2025: 0; 2026: 0
b. Subtransmission cables | Nominal $ |  |  | 2020: 0; 2021: 6268902.5716; 2022: 54439.9069; 2023: 0; 2024: 3178771.9584; 2025: 65642.4669; 2026: 3096827.796
c. Zone substations | Nominal $ |  |  | 2020: 0; 2021: 3414185.1404; 2022: 3733692.5514; 2023: 1285223.7183; 2024: 3680575.421; 2025: 4688804.7202; 2026: 1174338.3949
d. Distribution and LV lines | Nominal $ |  |  | 2020: 3126200.928; 2021: 1019493.94; 2022: 0; 2023: 0; 2024: 0; 2025: 0; 2026: 0
e. Distribution and LV cables | Nominal $ |  |  | 2020: 0; 2021: 0; 2022: 60337.873; 2023: 0; 2024: 57352.6383; 2025: 116553.3957; 2026: 24438.3507
f. Distribution substations and transformers | Nominal $ |  |  | 2020: 0; 2021: 0; 2022: 43565.7012; 2023: 0; 2024: 26339.6927; 2025: 66550.6183; 2026: 13459.0979
g. Distribution switchgear | Nominal $ |  |  | 2020: 0; 2021: 0; 2022: 67826.8102; 2023: 0; 2024: 44047.4179; 2025: 67082.4467; 2026: 0
h. Other network assets | Nominal $ |  |  | 2020: 7836477.59; 2021: 0; 2022: 92944.022; 2023: 0; 2024: 132771.4381; 2025: 116502.9784; 2026: 27354.5467
i. Non-network assets | Nominal $ |  |  | 2020: 0; 2021: 0; 2022: 1894942.0463; 2023: 0; 2024: 0; 2025: 0; 2026: 0
Total | Nominal $ |  |  | 2020: 11092936.89; 2021: 10702581.652; 2022: 5947748.9109; 2023: 1285223.7183; 2024: 11094084.8073; 2025: 5121136.6262; 2026: 4336418.1862
Error check 13 | Ok/Error | 0 |  | 2020: 0; 2021: 0; 2022: 0; 2023: 0; 2024: 0; 2025: 0; 2026: 0
RTAV
0% | Nominal $ |  |  | 2020: 0; 2021: 0; 2022: 1315586.925; 2023: 0; 2024: 1098753.6897; 2025: 969767.3146; 2026: 370971.2143
8% | Nominal $ |  |  | 2020: 11092936.89; 2021: 10702581.652; 2022: 2644275.9177; 2023: 1285223.7183; 2024: 7875446.5591; 2025: 4034866.3331; 2026: 3938092.4252
10% | Nominal $ |  |  | 2020: 0; 2021: 0; 2022: 92944.022; 2023: 0; 2024: 2119884.5585; 2025: 116502.9784; 2026: 27354.5467
13% | Nominal $ |  |  | 2020: 0; 2021: 0; 2022: 0; 2023: 0; 2024: 0; 2025: 0; 2026: 0
20% | Nominal $ |  |  | 2020: 0; 2021: 0; 2022: 0; 2023: 0; 2024: 0; 2025: 0; 2026: 0
50% | Nominal $ |  |  | 2020: 0; 2021: 0; 2022: 1894942.0463; 2023: 0; 2024: 0; 2025: 0; 2026: 0
100% | Nominal $ |  |  | 2020: 0; 2021: 0; 2022: 0; 2023: 0; 2024: 0; 2025: 0; 2026: 0
Total | Nominal $ |  |  | 2020: 11092936.89; 2021: 10702581.652; 2022: 5947748.9109; 2023: 1285223.7183; 2024: 11094084.8073; 2025: 5121136.6262; 2026: 4336418.1862
Error check 14 | Ok/Error | 0 |  | 2020: 0; 2021: 0; 2022: 0; 2023: 0; 2024: 0; 2025: 0; 2026: 0
Commissioned assets by expenditure category
Consumer connection | Nominal $ |  |  | 2020: 0; 2021: 0; 2022: 0; 2023: 0; 2024: 0; 2025: 0; 2026: 0
System growth | Nominal $ |  |  | 2020: 0; 2021: 3414185.1404; 2022: 0; 2023: 0; 2024: 6339884.4113; 2025: 1101830.3096; 2026: 0
Asset replacement and renewal | Nominal $ |  |  | 2020: 11092936.89; 2021: 7288396.5116; 2022: 4052806.8646; 2023: 1285223.7183; 2024: 4754200.396; 2025: 4019306.3165; 2026: 4336418.1862
Asset relocations and undergrounding | Nominal $ |  |  | 2020: 0; 2021: 0; 2022: 0; 2023: 0; 2024: 0; 2025: 0; 2026: 0
Reliability, safety and environment (RSE)
Quality of supply | Nominal $ |  |  | 2020: 0; 2021: 0; 2022: 0; 2023: 0; 2024: 0; 2025: 0; 2026: 0
Legislative and regulatory | Nominal $ |  |  | 2020: 0; 2021: 0; 2022: 0; 2023: 0; 2024: 0; 2025: 0; 2026: 0
Environment | Nominal $ |  |  | 2020: 0; 2021: 0; 2022: 0; 2023: 0; 2024: 0; 2025: 0; 2026: 0
Total reliability, safety and environment | Nominal $ |  |  | 2020: 0; 2021: 0; 2022: 0; 2023: 0; 2024: 0; 2025: 0; 2026: 0
Total forecast commissioned assets | Nominal $ |  |  | 2020: 11092936.89; 2021: 10702581.652; 2022: 4052806.8646; 2023: 1285223.7183; 2024: 11094084.8073; 2025: 5121136.6262; 2026: 4336418.1862
Non-network capex | Nominal $ |  |  | 2020: 0; 2021: 0; 2022: 1894942.0463; 2023: 0; 2024: 0; 2025: 0; 2026: 0
Total expenditure on assets | Nominal $ |  |  | 2020: 11092936.89; 2021: 10702581.652; 2022: 5947748.9109; 2023: 1285223.7183; 2024: 11094084.8073; 2025: 5121136.6262; 2026: 4336418.1862
Error check 15 | Ok/Error | 0 |  | 2020: 0; 2021: 0; 2022: 0; 2023: 0; 2024: 0; 2025: 0; 2026: 0
Capital contributions
Consumer connection | Nominal $ |  |  | 2020: 0; 2021: 0; 2022: 0; 2023: 0; 2024: 0; 2025: 0; 2026: 0
System growth | Nominal $ |  |  | 2020: 0; 2021: 0; 2022: 0; 2023: 0; 2024: 0; 2025: 0; 2026: 0
Asset replacement and renewal | Nominal $ |  |  | 2020: 0; 2021: 0; 2022: 0; 2023: 0; 2024: 0; 2025: 0; 2026: 0
Asset relocations and undergrounding | Nominal $ |  |  | 2020: 0; 2021: 0; 2022: 0; 2023: 0; 2024: 0; 2025: 0; 2026: 0
Reliability, safety and environment (RSE)
Quality of supply | Nominal $ |  |  | 2020: 0; 2021: 0; 2022: 0; 2023: 0; 2024: 0; 2025: 0; 2026: 0
Legislative and regulatory | Nominal $ |  |  | 2020: 0; 2021: 0; 2022: 0; 2023: 0; 2024: 0; 2025: 0; 2026: 0
Environment | Nominal $ |  |  | 2020: 0; 2021: 0; 2022: 0; 2023: 0; 2024: 0; 2025: 0; 2026: 0
Total reliability, safety and environment | Nominal $ |  |  | 2020: 0; 2021: 0; 2022: 0; 2023: 0; 2024: 0; 2025: 0; 2026: 0
Total forecast commissioned assets | Nominal $ |  |  | 2020: 0; 2021: 0; 2022: 0; 2023: 0; 2024: 0; 2025: 0; 2026: 0
Non-network capex | Nominal $ |  |  | 2020: 0; 2021: 0; 2022: 0; 2023: 0; 2024: 0; 2025: 0; 2026: 0
Total expenditure on assets | Nominal $ |  |  | 2020: 0; 2021: 0; 2022: 0; 2023: 0; 2024: 0; 2025: 0; 2026: 0
Error check 16 | Ok/Error | 0 |  | 2020: 0; 2021: 0; 2022: 0; 2023: 0; 2024: 0; 2025: 0; 2026: 0
System growth
Comissioned assets
a. Subtransmission lines | Nominal $ |  |  | 2020: 0; 2021: 0; 2022: 0; 2023: 0; 2024: 3974226.2408; 2025: 0; 2026: 0
b. Subtransmission cables | Nominal $ |  |  | 2020: 0; 2021: 0; 2022: 0; 2023: 0; 2024: 1126735.6441; 2025: 0; 2026: 0
c. Zone substations | Nominal $ |  |  | 2020: 0; 2021: 3414185.1404; 2022: 0; 2023: 0; 2024: 1197779.7997; 2025: 1058858.6423; 2026: 0
d. Distribution and LV lines | Nominal $ |  |  | 2020: 0; 2021: 0; 2022: 0; 2023: 0; 2024: 0; 2025: 0; 2026: 0
e. Distribution and LV cables | Nominal $ |  |  | 2020: 0; 2021: 0; 2022: 0; 2023: 0; 2024: 0; 2025: 0; 2026: 0
f. Distribution substations and transformers | Nominal $ |  |  | 2020: 0; 2021: 0; 2022: 0; 2023: 0; 2024: 0; 2025: 0; 2026: 0
g. Distribution switchgear | Nominal $ |  |  | 2020: 0; 2021: 0; 2022: 0; 2023: 0; 2024: 0; 2025: 0; 2026: 0
h. Other network assets | Nominal $ |  |  | 2020: 0; 2021: 0; 2022: 0; 2023: 0; 2024: 41142.7267; 2025: 42971.6674; 2026: 0
i. Non-network assets | Nominal $ |  |  | 2020: 0; 2021: 0; 2022: 0; 2023: 0; 2024: 0; 2025: 0; 2026: 0
Total | Nominal $ |  |  | 2020: 0; 2021: 3414185.1404; 2022: 0; 2023: 0; 2024: 6339884.4113; 2025: 1101830.3096; 2026: 0
Error check 17 | Ok/Error | 0 |  | 2020: 0; 2021: 0; 2022: 0; 2023: 0; 2024: 0; 2025: 0; 2026: 0
Asset replacement and renewal
Comissioned assets
a. Subtransmission lines | Nominal $ |  |  | 2020: 130258.372; 2021: 0; 2022: 0; 2023: 0; 2024: 0; 2025: 0; 2026: 0
b. Subtransmission cables | Nominal $ |  |  | 2020: 0; 2021: 6268902.5716; 2022: 54439.9069; 2023: 0; 2024: 2052036.3143; 2025: 65642.4669; 2026: 3096827.796
c. Zone substations | Nominal $ |  |  | 2020: 0; 2021: 0; 2022: 3733692.5514; 2023: 1285223.7183; 2024: 2482795.6213; 2025: 3629946.0779; 2026: 1174338.3949
d. Distribution and LV lines | Nominal $ |  |  | 2020: 3126200.928; 2021: 1019493.94; 2022: 0; 2023: 0; 2024: 0; 2025: 0; 2026: 0
e. Distribution and LV cables | Nominal $ |  |  | 2020: 0; 2021: 0; 2022: 60337.873; 2023: 0; 2024: 57352.6383; 2025: 116553.3957; 2026: 24438.3507
f. Distribution substations and transformers | Nominal $ |  |  | 2020: 0; 2021: 0; 2022: 43565.7012; 2023: 0; 2024: 26339.6927; 2025: 66550.6183; 2026: 13459.0979
g. Distribution switchgear | Nominal $ |  |  | 2020: 0; 2021: 0; 2022: 67826.8102; 2023: 0; 2024: 44047.4179; 2025: 67082.4467; 2026: 0
h. Other network assets | Nominal $ |  |  | 2020: 7836477.59; 2021: 0; 2022: 92944.022; 2023: 0; 2024: 91628.7114; 2025: 73531.311; 2026: 27354.5467
i. Non-network assets | Nominal $ |  |  | 2020: 0; 2021: 0; 2022: 0; 2023: 0; 2024: 0; 2025: 0; 2026: 0
Total | Nominal $ |  |  | 2020: 11092936.89; 2021: 7288396.5116; 2022: 4052806.8646; 2023: 1285223.7183; 2024: 4754200.396; 2025: 4019306.3165; 2026: 4336418.1862
Error check 18 | Ok/Error | 0 |  | 2020: 0; 2021: 0; 2022: 0; 2023: 0; 2024: 0; 2025: 0; 2026: 0
ROU assets | Units | Value | IM reference
Commissioned assets by asset life category | Units | Value | IM reference
a. Subtransmission lines | Nominal $ |  |  | 2020: 0; 2021: 0; 2022: 0; 2023: 0; 2024: 0; 2025: 0; 2026: 0
b. Subtransmission cables | Nominal $ |  |  | 2020: 0; 2021: 0; 2022: 0; 2023: 0; 2024: 0; 2025: 0; 2026: 0
c. Zone substations | Nominal $ |  |  | 2020: 0; 2021: 0; 2022: 0; 2023: 0; 2024: 0; 2025: 0; 2026: 0
d. Distribution and LV lines | Nominal $ |  |  | 2020: 0; 2021: 0; 2022: 0; 2023: 0; 2024: 0; 2025: 0; 2026: 0
e. Distribution and LV cables | Nominal $ |  |  | 2020: 0; 2021: 0; 2022: 0; 2023: 0; 2024: 0; 2025: 0; 2026: 0
f. Distribution substations and transformers | Nominal $ |  |  | 2020: 0; 2021: 0; 2022: 0; 2023: 0; 2024: 0; 2025: 0; 2026: 0
g. Distribution switchgear | Nominal $ |  |  | 2020: 0; 2021: 0; 2022: 0; 2023: 0; 2024: 0; 2025: 0; 2026: 0
h. Other network assets | Nominal $ |  |  | 2020: 0; 2021: 0; 2022: 0; 2023: 0; 2024: 0; 2025: 0; 2026: 0
i. Non-network assets | Nominal $ |  |  | 2020: 4921327.0436; 2021: 145011.0612; 2022: 474082.9536; 2023: 265494.7603; 2024: 492079.7726; 2025: 135593.4948; 2026: 0
Total | Nominal $ |  |  | 2020: 4921327.0436; 2021: 145011.0612; 2022: 474082.9536; 2023: 265494.7603; 2024: 492079.7726; 2025: 135593.4948; 2026: 0
Error check 19 | Ok/Error | 0 |  | 2020: 0; 2021: 0; 2022: 0; 2023: 0; 2024: 0; 2025: 0; 2026: 0
RTAV
0% | Nominal $ |  |  | 2020: 0; 2021: 0; 2022: 0; 2023: 0; 2024: 0; 2025: 0; 2026: 0
8% | Nominal $ |  |  | 2020: 0; 2021: 0; 2022: 0; 2023: 0; 2024: 0; 2025: 0; 2026: 0
10% | Nominal $ |  |  | 2020: 0; 2021: 0; 2022: 0; 2023: 0; 2024: 0; 2025: 0; 2026: 0
13% | Nominal $ |  |  | 2020: 0; 2021: 0; 2022: 0; 2023: 0; 2024: 0; 2025: 0; 2026: 0
20% | Nominal $ |  |  | 2020: 0; 2021: 0; 2022: 0; 2023: 0; 2024: 0; 2025: 0; 2026: 0
50% | Nominal $ |  |  | 2020: 0; 2021: 0; 2022: 0; 2023: 0; 2024: 0; 2025: 0; 2026: 0
100% | Nominal $ |  |  | 2020: 0; 2021: 0; 2022: 0; 2023: 0; 2024: 0; 2025: 0; 2026: 0
Total | Nominal $ |  |  | 2020: 0; 2021: 0; 2022: 0; 2023: 0; 2024: 0; 2025: 0; 2026: 0
Error check 20 | Ok/Error | 0 |  | 2020: 0; 2021: 0; 2022: 0; 2023: 0; 2024: 0; 2025: 0; 2026: 0
Commissioned assets by expenditure category
Consumer connection | Nominal $ |  |  | 2020: 0; 2021: 0; 2022: 0; 2023: 0; 2024: 0; 2025: 0; 2026: 0
System growth | Nominal $ |  |  | 2020: 0; 2021: 0; 2022: 0; 2023: 0; 2024: 0; 2025: 0; 2026: 0
Asset replacement and renewal | Nominal $ |  |  | 2020: 0; 2021: 0; 2022: 0; 2023: 0; 2024: 0; 2025: 0; 2026: 0
Asset relocations and undergrounding | Nominal $ |  |  | 2020: 0; 2021: 0; 2022: 0; 2023: 0; 2024: 0; 2025: 0; 2026: 0
Reliability, safety and environment (RSE)
Quality of supply | Nominal $ |  |  | 2020: 0; 2021: 0; 2022: 0; 2023: 0; 2024: 0; 2025: 0; 2026: 0
Legislative and regulatory | Nominal $ |  |  | 2020: 0; 2021: 0; 2022: 0; 2023: 0; 2024: 0; 2025: 0; 2026: 0
Environment | Nominal $ |  |  | 2020: 0; 2021: 0; 2022: 0; 2023: 0; 2024: 0; 2025: 0; 2026: 0
Total reliability, safety and environment | Nominal $ |  |  | 2020: 0; 2021: 0; 2022: 0; 2023: 0; 2024: 0; 2025: 0; 2026: 0
Total forecast commissioned assets | Nominal $ |  |  | 2020: 0; 2021: 0; 2022: 0; 2023: 0; 2024: 0; 2025: 0; 2026: 0
Non-network capex | Nominal $ |  |  | 2020: 4921327.0436; 2021: 145011.0612; 2022: 474082.9536; 2023: 265494.7603; 2024: 492079.7726; 2025: 135593.4948; 2026: 0
Total expenditure on assets | Nominal $ |  |  | 2020: 4921327.0436; 2021: 145011.0612; 2022: 474082.9536; 2023: 265494.7603; 2024: 492079.7726; 2025: 135593.4948; 2026: 0
Error check 21 | Ok/Error | 0 |  | 2020: 0; 2021: 0; 2022: 0; 2023: 0; 2024: 0; 2025: 0; 2026: 0
Capital contributions
Consumer connection | Nominal $ |  |  | 2020: 0; 2021: 0; 2022: 0; 2023: 0; 2024: 0; 2025: 0; 2026: 0
System growth | Nominal $ |  |  | 2020: 0; 2021: 0; 2022: 0; 2023: 0; 2024: 0; 2025: 0; 2026: 0
Asset replacement and renewal | Nominal $ |  |  | 2020: 0; 2021: 0; 2022: 0; 2023: 0; 2024: 0; 2025: 0; 2026: 0
Asset relocations and undergrounding | Nominal $ |  |  | 2020: 0; 2021: 0; 2022: 0; 2023: 0; 2024: 0; 2025: 0; 2026: 0
Reliability, safety and environment (RSE)
Quality of supply | Nominal $ |  |  | 2020: 0; 2021: 0; 2022: 0; 2023: 0; 2024: 0; 2025: 0; 2026: 0
Legislative and regulatory | Nominal $ |  |  | 2020: 0; 2021: 0; 2022: 0; 2023: 0; 2024: 0; 2025: 0; 2026: 0
Environment | Nominal $ |  |  | 2020: 0; 2021: 0; 2022: 0; 2023: 0; 2024: 0; 2025: 0; 2026: 0
Total reliability, safety and environment | Nominal $ |  |  | 2020: 0; 2021: 0; 2022: 0; 2023: 0; 2024: 0; 2025: 0; 2026: 0
Total forecast commissioned assets | Nominal $ |  |  | 2020: 0; 2021: 0; 2022: 0; 2023: 0; 2024: 0; 2025: 0; 2026: 0
Non-network capex | Nominal $ |  |  | 2020: 0; 2021: 0; 2022: 0; 2023: 0; 2024: 0; 2025: 0; 2026: 0
Total expenditure on assets | Nominal $ |  |  | 2020: 0; 2021: 0; 2022: 0; 2023: 0; 2024: 0; 2025: 0; 2026: 0
Error check 22 | Ok/Error | 0 |  | 2020: 0; 2021: 0; 2022: 0; 2023: 0; 2024: 0; 2025: 0; 2026: 0
System growth
Comissioned assets
a. Subtransmission lines | Nominal $ |  |  | 2020: 0; 2021: 0; 2022: 0; 2023: 0; 2024: 0; 2025: 0; 2026: 0
b. Subtransmission cables | Nominal $ |  |  | 2020: 0; 2021: 0; 2022: 0; 2023: 0; 2024: 0; 2025: 0; 2026: 0
c. Zone substations | Nominal $ |  |  | 2020: 0; 2021: 0; 2022: 0; 2023: 0; 2024: 0; 2025: 0; 2026: 0
d. Distribution and LV lines | Nominal $ |  |  | 2020: 0; 2021: 0; 2022: 0; 2023: 0; 2024: 0; 2025: 0; 2026: 0
e. Distribution and LV cables | Nominal $ |  |  | 2020: 0; 2021: 0; 2022: 0; 2023: 0; 2024: 0; 2025: 0; 2026: 0
f. Distribution substations and transformers | Nominal $ |  |  | 2020: 0; 2021: 0; 2022: 0; 2023: 0; 2024: 0; 2025: 0; 2026: 0
g. Distribution switchgear | Nominal $ |  |  | 2020: 0; 2021: 0; 2022: 0; 2023: 0; 2024: 0; 2025: 0; 2026: 0
h. Other network assets | Nominal $ |  |  | 2020: 0; 2021: 0; 2022: 0; 2023: 0; 2024: 0; 2025: 0; 2026: 0
i. Non-network assets | Nominal $ |  |  | 2020: 0; 2021: 0; 2022: 0; 2023: 0; 2024: 0; 2025: 0; 2026: 0
Total | Nominal $ |  |  | 2020: 0; 2021: 0; 2022: 0; 2023: 0; 2024: 0; 2025: 0; 2026: 0
Error check 23 | Ok/Error | 0 |  | 2020: 0; 2021: 0; 2022: 0; 2023: 0; 2024: 0; 2025: 0; 2026: 0
Asset replacement and renewal
Comissioned assets
a. Subtransmission lines | Nominal $ |  |  | 2020: 0; 2021: 0; 2022: 0; 2023: 0; 2024: 0; 2025: 0; 2026: 0
b. Subtransmission cables | Nominal $ |  |  | 2020: 0; 2021: 0; 2022: 0; 2023: 0; 2024: 0; 2025: 0; 2026: 0
c. Zone substations | Nominal $ |  |  | 2020: 0; 2021: 0; 2022: 0; 2023: 0; 2024: 0; 2025: 0; 2026: 0
d. Distribution and LV lines | Nominal $ |  |  | 2020: 0; 2021: 0; 2022: 0; 2023: 0; 2024: 0; 2025: 0; 2026: 0
e. Distribution and LV cables | Nominal $ |  |  | 2020: 0; 2021: 0; 2022: 0; 2023: 0; 2024: 0; 2025: 0; 2026: 0
f. Distribution substations and transformers | Nominal $ |  |  | 2020: 0; 2021: 0; 2022: 0; 2023: 0; 2024: 0; 2025: 0; 2026: 0
g. Distribution switchgear | Nominal $ |  |  | 2020: 0; 2021: 0; 2022: 0; 2023: 0; 2024: 0; 2025: 0; 2026: 0
h. Other network assets | Nominal $ |  |  | 2020: 0; 2021: 0; 2022: 0; 2023: 0; 2024: 0; 2025: 0; 2026: 0
i. Non-network assets | Nominal $ |  |  | 2020: 0; 2021: 0; 2022: 0; 2023: 0; 2024: 0; 2025: 0; 2026: 0
Total | Nominal $ |  |  | 2020: 0; 2021: 0; 2022: 0; 2023: 0; 2024: 0; 2025: 0; 2026: 0
Error check 24 | Ok/Error | 0 |  | 2020: 0; 2021: 0; 2022: 0; 2023: 0; 2024: 0; 2025: 0; 2026: 0

## Schedule E calculations
Schedule E calculations | Model: Ok
Period beginning |  |  |  | 2014-04-01 | 2015-04-01 | 2016-04-01 | 2017-04-01 | 2018-04-01 | 2019-04-01 | 2020-04-01 | 2021-04-01 | 2022-04-01 | 2023-04-01 | 2024-04-01 | 2025-04-01
Period ending |  |  |  | 2015-03-31 | 2016-03-31 | 2017-03-31 | 2018-03-31 | 2019-03-31 | 2020-03-31 | 2021-03-31 | 2022-03-31 | 2023-03-31 | 2024-03-31 | 2025-03-31 | 2026-03-31
Regulatory year |  |  |  | RY15 | RY16 | RY17 | RY18 | RY19 | RY20 | RY21 | RY22 | RY23 | RY24 | RY25 | RY26
Relevant period |  |  |  | 2015-03-31: Current period; 2020-03-31: Assessment period; 2022-03-31: CPP period | Total
Year | [8 empty] | 2020 | 2021 | 2022 | 2023 | 2024 | 2025 | 2026
IDC allocation | Units | Value | IM reference
Summary
IDC - Simple (Nominal) | Nominal $ | [7 empty] | 562511.327 | 549422.0365 | 465902.3558 | 450669.4215 | 487508.3183 | 457877.8017 | 421318.153
IDC - Simple (Real) | Real $ (RY20) | [7 empty] | 562511.327 | 547926.7095 | 458276.4258 | 434026.3284 | 462188.5051 | 426314.0776 | 383854.7538
Expendtiure cateogries proportions
Consumer connection | % | [7 empty] | 20.7% | 12.54% | 9.754% | 9.431% | 12.63% | 15.62% | 20.31%
System growth | % | [7 empty] | 10.46% | 7.225% | 5.062% | 7.953% | 8.653% | 6.153% | 4.599%
Asset replacement and renewal | % | [7 empty] | 52.96% | 68.66% | 73.32% | 75.76% | 72.56% | 71.42% | 68.17%
Asset relocations and undergrounding | % | [7 empty] | 1.792% | 2.644% | 2.502% | 2.419% | 2.347% | 2.52% | 2.785%
Reliability, safety and environment (RSE) | % | [7 empty] | 1.67% | 0.3262% | 0.5978% | 0.578% | 0.2762% | 1.188% | 0.9855%
Non-network capex | % | [7 empty] | 12.43% | 8.603% | 8.762% | 3.856% | 3.533% | 3.092% | 3.15%
Error check 1 | 0 | [7 empty] | 0 | 0 | 0 | 0 | 0 | 0 | 0
IDC - Complex (Nominal)
Consumer connection | Nominal $ | [7 empty] | 0 | 0 | 0 | 0 | 0 | 0 | 0
System growth | Nominal $ | [7 empty] | 117261.527 | 133528.302 | 62653.8096 | 139797.8051 | 37842.7939 | 0 | 0
Asset replacement and renewal | Nominal $ | [7 empty] | 96124.857 | 139195.2405 | 44141.5124 | 163284.8763 | 138044.651 | 148935.9825 | 79593.6485
Asset relocations and undergrounding | Nominal $ | [7 empty] | 0 | 0 | 0 | 0 | 0 | 0 | 0
Reliability, safety and environment (RSE) | Nominal $ | [7 empty] | 0 | 0 | 0 | 0 | 0 | 0 | 0
Non-network capex | Nominal $ | [7 empty] | 0 | 65082.5274 | 0 | 0 | 0 | 0 | 0
Error check 2 | 0 | [7 empty] | 0 | 0 | 0 | 0 | 0 | 0 | 0
IDC - Complex (Real)
Consumer connection | Real $ (RY20) | [7 empty] | 0 | 0 | 0 | 0 | 0 | 0 | 0
System growth | Real $ (RY20) | [7 empty] | 117261.527 | 133754.4597 | 61606.2848 | 133374.4375 | 35783.6873 | 0 | 0
Asset replacement and renewal | Real $ (RY20) | [7 empty] | 96124.857 | 139887.7111 | 44540.1395 | 158607.487 | 133795.7707 | 136743.4993 | 74228.3624
Asset relocations and undergrounding | Real $ (RY20) | [7 empty] | 0 | 0 | 0 | 0 | 0 | 0 | 0
Reliability, safety and environment (RSE) | Real $ (RY20) | [7 empty] | 0 | 0 | 0 | 0 | 0 | 0 | 0
Non-network capex | Real $ (RY20) | [7 empty] | 0 | 64020.5153 | 0 | 0 | 0 | 0 | 0
Error check 3 | 0 | [7 empty] | 0 | 0 | 0 | 0 | 0 | 0 | 0
IDC - Simple (Nominal)
Consumer connection | Nominal $ | [7 empty] | 116439.6371 | 68907.2214 | 45443.1218 | 42504.0529 | 61577.3007 | 71540.9224 | 85564.1244
System growth | Nominal $ | [7 empty] | 58826.5336 | 39694.8198 | 23584.9851 | 35843.9892 | 42183.4563 | 28172.3522 | 19375.9255
Asset replacement and renewal | Nominal $ | [7 empty] | 297878.9183 | 377231.6211 | 341608.565 | 341436.3883 | 353732.8051 | 327024.5612 | 287218.7194
Asset relocations and undergrounding | Nominal $ | [7 empty] | 10079.0102 | 14529.2145 | 11656.3855 | 10902.4998 | 11444.2258 | 11539.8211 | 11735.17
Reliability, safety and environment (RSE) | Nominal $ | [7 empty] | 9391.2107 | 1791.9787 | 2785.1522 | 2605.0203 | 1346.6998 | 5440.8248 | 4151.984
Non-network capex | Nominal $ | [7 empty] | 69896.0171 | 47267.1809 | 40824.1462 | 17377.4711 | 17223.8306 | 14159.3199 | 13272.2297
Error check 4 | 0 | [7 empty] | 0 | 0 | 0 | 0 | 0 | 0 | 0
IDC - Simple (Real)
Consumer connection | Real $ (RY20) | [7 empty] | 116439.6371 | 68719.681 | 44699.3049 | 40934.3904 | 58379.1486 | 66609.2618 | 77955.8053
System growth | Real $ (RY20) | [7 empty] | 58826.5336 | 39586.785 | 23198.944 | 34520.2809 | 39992.566 | 26230.2962 | 17653.0279
Asset replacement and renewal | Real $ (RY20) | [7 empty] | 297878.9183 | 376204.9338 | 336017.0865 | 328827.2399 | 335360.9165 | 304481.1818 | 261679.3746
Asset relocations and undergrounding | Real $ (RY20) | [7 empty] | 10079.0102 | 14489.6713 | 11465.5928 | 10499.8736 | 10849.8448 | 10744.3256 | 10691.6846
Reliability, safety and environment (RSE) | Real $ (RY20) | [7 empty] | 9391.2107 | 1787.1016 | 2739.5646 | 2508.8177 | 1276.756 | 5065.7625 | 3782.7917
Non-network capex | Real $ (RY20) | [7 empty] | 69896.0171 | 47138.5368 | 40155.9331 | 16735.726 | 16329.2732 | 13183.2497 | 12092.0696
Error check 5 | 0 | [7 empty] | 0 | 0 | 0 | 0 | 0 | 0 | 0
Consumer connection
Consumer connections projects proportion
10 Consumer connection (net) | % | [7 empty] | 100% | 100% | 100% | 100% | 100% | 100% | 100%
Error check 6 | 0 | [7 empty] | 0 | 0 | 0 | 0 | 0 | 0 | 0
IDC - Consumer connections projects (Nominal)
10 Consumer connection (net) | Nominal $ | [7 empty] | 116439.6371 | 68907.2214 | 45443.1218 | 42504.0529 | 61577.3007 | 71540.9224 | 85564.1244
Error check 7 | 0 | [7 empty] | 0 | 0 | 0 | 0 | 0 | 0 | 0
IDC - Consumer connections projects (Real)
10 Consumer connection (net) | Real $ (RY20) | [7 empty] | 116439.6371 | 68719.681 | 44699.3049 | 40934.3904 | 58379.1486 | 66609.2618 | 77955.8053
Error check 8 | 0 | [7 empty] | 0 | 0 | 0 | 0 | 0 | 0 | 0
System growth
System growth projects proportion
8.1 Arrowtown 33kV Ring Upgrade | % | [7 empty] | 0% | 12.22% | 0% | 62.63% | 21.02% | 0% | 0%
8.2 Arrowtown Zone Substation 33kV Indoor Switchboard | % | [7 empty] | 0% | 0% | 0% | 0% | 14.99% | 33.94% | 0%
8.3 Omakau New Zone Substation | % | [7 empty] | 0% | 1.909% | 23.09% | 0% | 29.82% | 0% | 0%
8.5 Lindis Crossing Second Transformer | % | bar: Assessment period 2020 to CPP period 2026
8.7 Upper Clutha Voltage Support | % | [7 empty] | 0% | 17.6% | 0% | 0% | 0% | 0% | 0%
8.16 Smith Street to Willowbank Inter-tie | % | [7 empty] | 0% | 8.973% | 0% | 0% | 0% | 0% | 0%
8.17 North City to Ward Inter-tie | % | bar: Assessment period 2020 to CPP period 2026
9 Distribution and LV Reinforcement | % | [7 empty] | 54.08% | 55.48% | 76.91% | 37.37% | 34.17% | 66.06% | 100%
Install two new 24MVA transformers at Cromwell substation | % | [7 empty] | 45.47% | 3.818% | 0% | 0% | 0% | 0% | 0%
Riverbank Road Switching Station | % | [7 empty] | 0.4471% | 0% | 0% | 0% | 0% | 0% | 0%
Error check 9 | 0 | [7 empty] | 0 | 0 | 0 | 0 | 0 | 0 | 0
IDC - System growth projects (Nominal)
8.1 Arrowtown 33kV Ring Upgrade | Nominal $ | [7 empty] | 0 | 4850.2864 | 0 | 22447.7955 | 8867.445 | 0 | 0
8.2 Arrowtown Zone Substation 33kV Indoor Switchboard | Nominal $ | [7 empty] | 0 | 0 | 0 | 0 | 6321.8839 | 9562.0374 | 0
8.3 Omakau New Zone Substation | Nominal $ | [7 empty] | 0 | 757.8573 | 5446.0113 | 0 | 12580.7547 | 0 | 0
8.5 Lindis Crossing Second Transformer | Nominal $ | [7 empty] | 0 | 0 | 0 | 0 | 0 | 0 | 0
8.7 Upper Clutha Voltage Support | Nominal $ | [7 empty] | 0 | 6987.4439 | 0 | 0 | 0 | 0 | 0
8.16 Smith Street to Willowbank Inter-tie | Nominal $ | [7 empty] | 0 | 3561.9291 | 0 | 0 | 0 | 0 | 0
8.17 North City to Ward Inter-tie | Nominal $ | [7 empty] | 0 | 0 | 0 | 0 | 0 | 0 | 0
9 Distribution and LV Reinforcement | Nominal $ | [7 empty] | 31813.4657 | 22021.5887 | 18138.9738 | 13396.1937 | 14413.3726 | 18610.3148 | 19375.9255
Install two new 24MVA transformers at Cromwell substation | Nominal $ | [7 empty] | 26750.0583 | 1515.7145 | 0 | 0 | 0 | 0 | 0
Riverbank Road Switching Station | Nominal $ | [7 empty] | 263.0096 | 0 | 0 | 0 | 0 | 0 | 0
Error check 10 | 0 | [7 empty] | 0 | 0 | 0 | 0 | 0 | 0 | 0
IDC - System growth projects (Real)
8.1 Arrowtown 33kV Ring Upgrade | Real $ (RY20) | [7 empty] | 0 | 4837.0857 | 0 | 21618.8048 | 8406.8948 | 0 | 0
8.2 Arrowtown Zone Substation 33kV Indoor Switchboard | Real $ (RY20) | [7 empty] | 0 | 0 | 0 | 0 | 5993.543 | 8902.88 | 0
8.3 Omakau New Zone Substation | Real $ (RY20) | [7 empty] | 0 | 755.7946 | 5356.8705 | 0 | 11927.3457 | 0 | 0
8.5 Lindis Crossing Second Transformer | Real $ (RY20) | [7 empty] | 0 | 0 | 0 | 0 | 0 | 0 | 0
8.7 Upper Clutha Voltage Support | Real $ (RY20) | [7 empty] | 0 | 6968.4266 | 0 | 0 | 0 | 0 | 0
8.16 Smith Street to Willowbank Inter-tie | Real $ (RY20) | [7 empty] | 0 | 3552.2348 | 0 | 0 | 0 | 0 | 0
8.17 North City to Ward Inter-tie | Real $ (RY20) | [7 empty] | 0 | 0 | 0 | 0 | 0 | 0 | 0
9 Distribution and LV Reinforcement | Real $ (RY20) | [7 empty] | 31813.4657 | 21961.6539 | 17842.0735 | 12901.4761 | 13664.7825 | 17327.4161 | 17653.0279
Install two new 24MVA transformers at Cromwell substation | Real $ (RY20) | [7 empty] | 26750.0583 | 1511.5893 | 0 | 0 | 0 | 0 | 0
Riverbank Road Switching Station | Real $ (RY20) | [7 empty] | 263.0096 | 0 | 0 | 0 | 0 | 0 | 0
Error check 11 | 0 | [7 empty] | 0 | 0 | 0 | 0 | 0 | 0 | 0
Asset replacement and renewal
Asset Replacement and Renewal proportion
1.1 Poles | % | [7 empty] | 38.67% | 28.83% | 21.57% | 18.01% | 17.29% | 11.04% | 11.48%
1.2 Crossarms | % | [7 empty] | 3.109% | 7.355% | 12.3% | 14.46% | 14.36% | 15.17% | 17.01%
2.1 Subtransmission Conductor | % | [7 empty] | 2.559% | 13.6% | 11.79% | 13.12% | 1.617% | 0.7328% | 0.8696%
2.2 Distribution Conductor | % | [7 empty] | 11.36% | 8.405% | 8.351% | 9.224% | 10.07% | 11.29% | 12.21%
2.3 Low Voltage Conductor | % | [7 empty] | 0% | 0% | 4.037% | 6.841% | 7.208% | 8.326% | 9.506%
3.1 Subtransmission Cables | % | [7 empty] | 7.361% | 0.4018% | 0% | 3.324% | 5.052% | 5.248% | 9.115%
3.2 Distribution Cables | % | [7 empty] | 2.819% | 1.709% | 2.955% | 2.951% | 3.177% | 3.544% | 2.638%
3.3 Low Voltage Cables | % | [7 empty] | 0.6864% | 0.7975% | 0.5331% | 0.4989% | 0.5055% | 0.5513% | 0.6384%
4.1 Zone Substations | % | [7 empty] | 16.8% | 17.58% | 18.68% | 9.617% | 17.31% | 19.21% | 10.63%
5.1 Ground Mounted Switchgear | % | [7 empty] | 3.33% | 6.223% | 5.513% | 5.371% | 5.265% | 5.798% | 3.996%
5.2 Pole Mounted Fuses | % | [7 empty] | 0.2043% | 0.4319% | 0.3204% | 0.3414% | 0.3713% | 0.4325% | 0.5221%
5.3 Pole Mounted Switches | % | [7 empty] | 0.8198% | 0.7678% | 0.9629% | 0.9011% | 0.913% | 0.9958% | 1.153%
5.4 Low Voltage Enclosures | % | [7 empty] | 1.566% | 2.843% | 3.552% | 3.445% | 3.47% | 3.397% | 3.281%
5.6 Ancillary Distribution Substation Equipment | % | [7 empty] | 2.387% | 1.551% | 1.374% | 2.145% | 1.836% | 2.002% | 2.318%
6.1 Ground Mounted Distribution Transformers | % | [7 empty] | 0.2749% | 0.4372% | 0.5809% | 0.5436% | 0.5508% | 0.6008% | 0.8116%
6.2 Pole Mounted Distribution Transformers | % | [7 empty] | 3.702% | 2.956% | 1.928% | 3.876% | 6.076% | 7.178% | 8.587%
6.4 Mobile Distribution Substations and Generators | % | [7 empty] | 0.1029% | 0% | 0% | 0% | 0% | 0% | 0%
7.1 Protection | % | [7 empty] | 3.432% | 4.741% | 4.2% | 3.931% | 3.257% | 2.43% | 2.813%
7.2 DC Systems | [8 empty] | 0.8178% | 1.364% | 1.208% | 1.262% | 1.279% | 1.515% | 1.755%
7.3 Remote Terminal Units | % | [7 empty] | 0% | 0% | 0.1495% | 0.1399% | 0.3898% | 0.5411% | 0.6713%
Error check 12 | 0 | [7 empty] | 0 | 0 | 0 | 0 | 0 | 0 | 0
IDC - Asset Replacement and Renewal projects (Nominal)
1.1 Poles | Nominal $ | [7 empty] | 115193.4341 | 108767.673 | 73690.5499 | 61486.1641 | 61174.5538 | 36115.664 | 32980.8197
1.2 Crossarms | Nominal $ | [7 empty] | 9259.6941 | 27743.6383 | 42002.8359 | 49380.5211 | 50791.2421 | 49602.0608 | 48854.3582
2.1 Subtransmission Conductor | Nominal $ | [7 empty] | 7621.3243 | 51307.2998 | 40263.8112 | 44783.9242 | 5721.1818 | 2396.4669 | 2497.7033
2.2 Distribution Conductor | Nominal $ | [7 empty] | 33846.0581 | 31704.9582 | 28527.7277 | 31493.7455 | 35628.447 | 36919.2375 | 35055.8935
2.3 Low Voltage Conductor | Nominal $ | [7 empty] | 0 | 0 | 13789.6178 | 23359.283 | 25497.7546 | 27227.5991 | 27302.83
3.1 Subtransmission Cables | Nominal $ | [7 empty] | 21928.2965 | 1515.7145 | 0 | 11350.032 | 17870.9926 | 17162.1635 | 26178.9847
3.2 Distribution Cables | Nominal $ | [7 empty] | 8395.7543 | 6445.5759 | 10096.0674 | 10074.9902 | 11239.1289 | 11588.8244 | 7575.6539
3.3 Low Voltage Cables | Nominal $ | [7 empty] | 2044.6378 | 3008.5425 | 1821.1598 | 1703.3749 | 1788.0126 | 1802.9481 | 1833.4655
4.1 Zone Substations | Nominal $ | [7 empty] | 50032.1996 | 66330.4738 | 63812.7894 | 32836.2485 | 61220.8583 | 62813.2011 | 30526.9439
5.1 Ground Mounted Switchgear | Nominal $ | [7 empty] | 9919.536 | 23475.1968 | 18833.4988 | 18340.0739 | 18625.4668 | 18960.7236 | 11477.1783
5.2 Pole Mounted Fuses | Nominal $ | [7 empty] | 608.5232 | 1629.3931 | 1094.4141 | 1165.8031 | 1313.2711 | 1414.5302 | 1499.6846
5.3 Pole Mounted Switches | Nominal $ | [7 empty] | 2442.1209 | 2896.5304 | 3289.3224 | 3076.5829 | 3229.4529 | 3256.429 | 3311.5485
5.4 Low Voltage Enclosures | Nominal $ | [7 empty] | 4665.3442 | 10723.6801 | 12133.5964 | 11762.1905 | 12275.6284 | 11107.4675 | 9423.3675
5.6 Ancillary Distribution Substation Equipment | Nominal $ | [7 empty] | 7111.5911 | 5852.3783 | 4695.2007 | 7323.3877 | 6493.3912 | 6547.6314 | 6658.459
6.1 Ground Mounted Distribution Transformers | Nominal $ | [7 empty] | 818.8009 | 1649.0974 | 1984.5376 | 1856.1861 | 1948.4167 | 1964.6921 | 2330.9384
6.2 Pole Mounted Distribution Transformers | Nominal $ | [7 empty] | 11026.034 | 11151.4906 | 6586.3969 | 13235.6475 | 21491.3825 | 23474.2787 | 24663.3851
6.4 Mobile Distribution Substations and Generators | Nominal $ | [7 empty] | 306.3792 | 0 | 0 | 0 | 0 | 0 | 0
7.1 Protection | Nominal $ | [7 empty] | 10223.1891 | 17885.4312 | 14348.985 | 13420.9533 | 11520.9689 | 7945.4461 | 8079.9336
7.2 DC Systems | Nominal $ | [7 empty] | 2436.001 | 5144.5472 | 4127.3274 | 4309.5847 | 4523.7204 | 4955.5296 | 5039.4056
7.3 Remote Terminal Units | Nominal $ | [7 empty] | 0 | 0 | 510.7266 | 477.6949 | 1378.9346 | 1769.6675 | 1928.166
Error check 13 | 0 | [7 empty] | 0 | 0 | 0 | 0 | 0 | 0 | 0
IDC - Asset Replacement and Renewal projects (Real)
1.1 Poles | Real $ (RY20) | [7 empty] | 115193.4341 | 108471.6469 | 72484.3766 | 59215.4976 | 57997.3193 | 33626.0372 | 30048.1817
1.2 Crossarms | Real $ (RY20) | [7 empty] | 9259.6941 | 27668.1302 | 41315.3298 | 47556.9125 | 48153.2876 | 46182.7516 | 44510.2531
2.1 Subtransmission Conductor | Real $ (RY20) | [7 empty] | 7621.3243 | 51167.66 | 39604.7697 | 43130.0666 | 5424.0397 | 2231.2669 | 2275.6088
2.2 Distribution Conductor | Real $ (RY20) | [7 empty] | 33846.0581 | 31618.6688 | 28060.7834 | 30330.6905 | 33778.0055 | 34374.2165 | 31938.741
2.3 Low Voltage Conductor | Real $ (RY20) | [7 empty] | 0 | 0 | 13563.9081 | 22496.6313 | 24173.4728 | 25350.6694 | 24875.0761
3.1 Subtransmission Cables | Real $ (RY20) | [7 empty] | 21928.2965 | 1511.5893 | 0 | 10930.8785 | 16942.8234 | 15979.0929 | 23851.1625
3.2 Distribution Cables | Real $ (RY20) | [7 empty] | 8395.7543 | 6428.0334 | 9930.8141 | 9702.9237 | 10655.4002 | 10789.9508 | 6902.0305
3.3 Low Voltage Cables | Real $ (RY20) | [7 empty] | 2044.6378 | 3000.3543 | 1791.3509 | 1640.4697 | 1695.1482 | 1678.6622 | 1670.4346
4.1 Zone Substations | Real $ (RY20) | [7 empty] | 50032.1996 | 66149.9464 | 62768.2962 | 31623.6152 | 58041.2188 | 58483.1844 | 27812.5033
5.1 Ground Mounted Switchgear | Real $ (RY20) | [7 empty] | 9919.536 | 23411.3059 | 18525.2304 | 17662.7802 | 17658.1124 | 17653.6695 | 10456.6334
5.2 Pole Mounted Fuses | Real $ (RY20) | [7 empty] | 608.5232 | 1624.9585 | 1076.5006 | 1122.7504 | 1245.0635 | 1317.0198 | 1366.3334
5.3 Pole Mounted Switches | Real $ (RY20) | [7 empty] | 2442.1209 | 2888.6471 | 3235.4825 | 2962.9656 | 3061.7242 | 3031.9477 | 3017.0873
5.4 Low Voltage Enclosures | Real $ (RY20) | [7 empty] | 4665.3442 | 10694.4942 | 11934.9927 | 11327.8162 | 11638.0668 | 10341.7762 | 8585.4464
5.6 Ancillary Distribution Substation Equipment | Real $ (RY20) | [7 empty] | 7111.5911 | 5836.4503 | 4618.3492 | 7052.9371 | 6156.1427 | 6096.2716 | 6066.3922
6.1 Ground Mounted Distribution Transformers | Real $ (RY20) | [7 empty] | 818.8009 | 1644.6091 | 1952.0545 | 1787.6377 | 1847.2214 | 1829.2564 | 2123.6725
6.2 Pole Mounted Distribution Transformers | Real $ (RY20) | [7 empty] | 11026.034 | 11121.1402 | 6478.5902 | 12746.8588 | 20375.1804 | 21856.0835 | 22470.3292
6.4 Mobile Distribution Substations and Generators | Real $ (RY20) | [7 empty] | 306.3792 | 0 | 0 | 0 | 0 | 0 | 0
7.1 Protection | Real $ (RY20) | [7 empty] | 10223.1891 | 17836.7535 | 14114.1195 | 12925.3213 | 10922.6021 | 7397.7282 | 7361.4699
7.2 DC Systems | Real $ (RY20) | [7 empty] | 2436.001 | 5130.5456 | 4059.771 | 4150.433 | 4288.771 | 4613.921 | 4591.3042
7.3 Remote Terminal Units | Real $ (RY20) | [7 empty] | 0 | 0 | 502.367 | 460.0538 | 1307.3166 | 1647.6758 | 1756.7144
Error check 14 | 0 | [7 empty] | 0 | 0 | 0 | 0 | 0 | 0 | 0
Asset relocations and undergrounding
Asset relocations and undergrounding proportion
11 Asset relocations (net) | % | [7 empty] | 100% | 100% | 100% | 100% | 100% | 100% | 100%
Error check 15 | 0 | [7 empty] | 0 | 0 | 0 | 0 | 0 | 0 | 0
IDC - Asset Replacement and Renewal projects (Nominal)
11 Asset relocations (net) | Nominal $ | [7 empty] | 10079.0102 | 14529.2145 | 11656.3855 | 10902.4998 | 11444.2258 | 11539.8211 | 11735.17
Error check 16 | 0 | [7 empty] | 0 | 0 | 0 | 0 | 0 | 0 | 0
IDC - Asset Replacement and Renewal projects (Real)
11 Asset relocations (net) | Real $ (RY20) | [7 empty] | 10079.0102 | 14489.6713 | 11465.5928 | 10499.8736 | 10849.8448 | 10744.3256 | 10691.6846
Error check 17 | 0 | [7 empty] | 0 | 0 | 0 | 0 | 0 | 0 | 0
Reliability, safety and environment (RSE)
Reliability, safety and environment (RSE) proportion
12 Future Networks | % | [7 empty] | 0% | 100% | 100% | 100% | 100% | 24.96% | 0%
13 RSE | % | [7 empty] | 100% | 0% | 0% | 0% | 0% | 75.04% | 100%
Error check 18 | 0 | [7 empty] | 0 | 0 | 0 | 0 | 0 | 0 | 0
IDC - Reliability, safety and environment projects (Nominal)
12 Future Networks | Nominal $ | [7 empty] | 0 | 1791.9787 | 2785.1522 | 2605.0203 | 1346.6998 | 1357.949 | 0
13 RSE | Nominal $ | [7 empty] | 9391.2107 | 0 | 0 | 0 | 0 | 4082.8758 | 4151.984
Error check 19 | 0 | [7 empty] | 0 | 0 | 0 | 0 | 0 | 0 | 0
IDC - Reliability, safety and environment projects (Real)
12 Future Networks | Real $ (RY20) | [7 empty] | 0 | 1787.1016 | 2739.5646 | 2508.8177 | 1276.756 | 1264.339 | 0
13 RSE | Real $ (RY20) | [7 empty] | 9391.2107 | 0 | 0 | 0 | 0 | 3801.4235 | 3782.7917
Error check 20 | 0 | [7 empty] | 0 | 0 | 0 | 0 | 0 | 0 | 0
Non-network capex
Non-network capex proportion
14 IT | % | [7 empty] | 52.11% | 80.25% | 84.02% | 72% | 68.43% | 74.95% | 72.82%
15 Facilities | % | [7 empty] | 47.89% | 19.75% | 15.98% | 28% | 31.57% | 25.05% | 27.18%
Error check 21 | 0 | [7 empty] | 0 | 0 | 0 | 0 | 0 | 0 | 0
IDC - Non-network capex projects (Nominal)
14 IT | Nominal $ | [7 empty] | 36422.1547 | 37930.7555 | 34301.2422 | 12511.0582 | 11786.3013 | 10612.126 | 9664.9923
15 Facilities | Nominal $ | [7 empty] | 33473.8624 | 9336.4253 | 6522.904 | 4866.4129 | 5437.5293 | 3547.1939 | 3607.2374
Error check 22 | 0 | [7 empty] | 0 | 0 | 0 | 0 | 0 | 0 | 0
IDC - Non-network capex projects (Real)
14 IT | Real $ (RY20) | [7 empty] | 36422.1547 | 37827.5218 | 33739.7965 | 12049.0284 | 11174.1539 | 9880.581 | 8805.586
15 Facilities | Real $ (RY20) | [7 empty] | 33473.8624 | 9311.015 | 6416.1366 | 4686.6977 | 5155.1193 | 3302.6687 | 3286.4836
Error check 23 | 0 | [7 empty] | 0 | 0 | 0 | 0 | 0 | 0 | 0
Simple capex by project (incl. IDC) | Units | Value | IM reference
Flag |  | Simple
Consumer connection
10 Consumer connection (net) | Nominal $ | [7 empty] | 14467533.1779 | 9017276.8615 | 7112948.0959 | 7261497.0477 | 10215768.6646 | 12007093.7064 | 14350351.3381
System growth
8.1 Arrowtown 33kV Ring Upgrade | Nominal $ | [7 empty] | 0 | 4850.2864 | 0 | 22447.7955 | 1526251.685 | 0 | 0
8.2 Arrowtown Zone Substation 33kV Indoor Switchboard | Nominal $ | [7 empty] | 0 | 0 | 0 | 0 | 6321.8839 | 1638131.1137 | 0
8.3 Omakau New Zone Substation | Nominal $ | [7 empty] | 0 | 757.8573 | 5446.0113 | 0 | 2128800.6337 | 0 | 0
8.5 Lindis Crossing Second Transformer | Nominal $ | [7 empty] | 0 | 0 | 0 | 0 | 0 | 0 | 0
8.7 Upper Clutha Voltage Support | Nominal $ | [7 empty] | 0 | 944861.7135 | 0 | 0 | 0 | 0 | 0
8.16 Smith Street to Willowbank Inter-tie | Nominal $ | [7 empty] | 0 | 3561.9291 | 0 | 0 | 0 | 0 | 0
8.17 North City to Ward Inter-tie | Nominal $ | [7 empty] | 0 | 0 | 0 | 0 | 0 | 0 | 0
9 Distribution and LV Reinforcement | Nominal $ | [7 empty] | 3952798.0546 | 2930987.0788 | 2897929.7811 | 2340785.569 | 2452232.5818 | 3212725.8491 | 3359244.7067
Install two new 24MVA transformers at Cromwell substation | Nominal $ | [7 empty] | 26750.0583 | 196812.3941 | 0 | 0 | 0 | 0 | 0
Riverbank Road Switching Station | Nominal $ | [7 empty] | 32678.7303 | 0 | 0 | 0 | 0 | 0 | 0
Asset replacement and renewal
1.1 Poles | Nominal $ | [7 empty] | 14312693.4341 | 14707869.1024 | 11960926.1697 | 10880895.5341 | 10518797.8325 | 6287949.2156 | 5765565.1121
1.2 Crossarms | Nominal $ | [7 empty] | 1150509.6941 | 3751572.4087 | 6817601.7006 | 8738621.1045 | 8733415.6844 | 8636010.1042 | 8540508.8699
2.1 Subtransmission Conductor | Nominal $ | [7 empty] | 946943.5464 | 6843706.2568 | 6463399.0201 | 7895547.8421 | 985753.3141 | 420624.4568 | 442081.1381
2.2 Distribution Conductor | Nominal $ | [7 empty] | 4205346.0581 | 4229016.5631 | 4579449.4384 | 5552447.205 | 6138742.1068 | 6480011.9199 | 6204719.7805
2.3 Low Voltage Conductor | Nominal $ | [7 empty] | 0 | 0 | 2213595.7644 | 4118315.6626 | 4393234.9895 | 4778949.3631 | 4832465.8825
3.1 Subtransmission Cables | Nominal $ | [7 empty] | 21928.2965 | 200803.5833 | 0 | 11350.032 | 3070771.7518 | 17162.1635 | 4627856.6785
3.2 Distribution Cables | Nominal $ | [7 empty] | 1043165.8542 | 825585.7276 | 1532936.3843 | 1657060.1987 | 1780202.2156 | 1840727.7812 | 1188936.7483
3.3 Low Voltage Cables | Nominal $ | [7 empty] | 254044.6378 | 395742.4886 | 289052.5406 | 297888.7405 | 306471.8751 | 315609.5248 | 323914.5305
4.1 Zone Substations | Nominal $ | [7 empty] | 6216461.3882 | 4866466.8434 | 8831360.317 | 2985579.6512 | 6252499.3979 | 9279366.2272 | 2863966.1113
5.1 Ground Mounted Switchgear | Nominal $ | [7 empty] | 1232494.536 | 3029144.9988 | 2893344.5934 | 3066652.5069 | 3012974.4306 | 3089689.0447 | 1855483.2596
5.2 Pole Mounted Fuses | Nominal $ | [7 empty] | 75608.5232 | 220331.0937 | 177637.5174 | 206306.2879 | 225813.3805 | 246278.0109 | 262168.421
5.3 Pole Mounted Switches | Nominal $ | [7 empty] | 303431.6009 | 391532.8005 | 533793.6596 | 543090.2575 | 553044.8617 | 563585.5373 | 574359.171
5.4 Low Voltage Enclosures | Nominal $ | [7 empty] | 579665.3442 | 1450086.0354 | 1969439.1071 | 2081495.3789 | 2110760.8617 | 1933875.3285 | 1647352.5918
5.6 Ancillary Distribution Substation Equipment | Nominal $ | [7 empty] | 883609.5911 | 791374.9745 | 762091.5952 | 1295982.8901 | 1116520.9163 | 1139981.089 | 1164003.1776
6.1 Ground Mounted Distribution Transformers | Nominal $ | [7 empty] | 101735.3609 | 211225.6959 | 301322.2612 | 305291.818 | 308616.0632 | 312064.7321 | 365821.6668
6.2 Pole Mounted Distribution Transformers | Nominal $ | [7 empty] | 1369976.034 | 1428345.8188 | 1000045.5651 | 2176901.828 | 3404090.0169 | 3728571.2181 | 3870716.0181
6.4 Mobile Distribution Substations and Generators | Nominal $ | [7 empty] | 38067.3792 | 0 | 0 | 0 | 0 | 0 | 0
7.1 Protection | Nominal $ | [7 empty] | 1270223.1891 | 2419408.1362 | 2329486.6169 | 2380958.1681 | 1989028.7484 | 1391590.6137 | 1423604.5852
7.2 DC Systems | Nominal $ | [7 empty] | 302671.201 | 695916.0959 | 670051.1615 | 764546.3498 | 780994.1992 | 867927.159 | 887893.5519
7.3 Remote Terminal Units | Nominal $ | [7 empty] | 0 | 0 | 82913.9304 | 84745.9687 | 238065.0989 | 309945.1821 | 339723.8215
Asset relocations and undergrounding
11 Asset relocations (net) | Nominal $ | [7 empty] | 1252309.0741 | 1935391.0844 | 1866306.2268 | 1911485.5691 | 1956080.2775 | 2003817.308 | 2049042.5324
Reliability, safety and environment (RSE)
12 Future Networks | Nominal $ | [7 empty] | 0 | 242167.7469 | 451916.8393 | 459082.1646 | 229997.0519 | 234079.2302 | 0
13 RSE | Nominal $ | [7 empty] | 1166850.5294 | 0 | 0 | 0 | 0 | 709440.9407 | 723929.7902
Non-network CAPEX
14 IT | Nominal $ | [7 empty] | 4525424.0319 | 3296097.2877 | 5565695.5172 | 2204821.0722 | 2012931.612 | 1829286.9286 | 1667452.5747
15 Facilities | Nominal $ | [7 empty] | 4159101.0288 | 1261723.1687 | 1058401.8387 | 857606.8897 | 928652.1928 | 611454.7963 | 622338.5444
Simple capex to commissioned asset allocation | Units | Value | IM reference
Flag |  | Simple
Simple capex (gross of cap cons, incl. ROU)
Consumer connection | Nominal $ | [7 empty] | 14467533.1779 | 9017276.8615 | 7112948.0959 | 7261497.0477 | 10215768.6646 | 12007093.7064 | 14350351.3381
System growth | Nominal $ | [7 empty] | 4012226.8432 | 4081831.2592 | 2903375.7924 | 2363233.3646 | 6113606.7845 | 4850856.9629 | 3359244.7067
Asset replacement and renewal | Nominal $ | [7 empty] | 34308575.6689 | 46458128.6237 | 53408447.3429 | 55043677.4246 | 55919797.745 | 51639918.6719 | 47181141.1162
Asset relocations and undergrounding | Nominal $ | [7 empty] | 1252309.0741 | 1935391.0844 | 1866306.2268 | 1911485.5691 | 1956080.2775 | 2003817.308 | 2049042.5324
Quality of supply | Nominal $ | [7 empty] | 1157459.3188 | 240375.7682 | 449131.6871 | 456477.1443 | 228650.3521 | 938079.3461 | 719777.8062
Legislative and regulatory | Nominal $ | [7 empty] | 0 | 0 | 0 | 0 | 0 | 0 | 0
Environment | Nominal $ | [7 empty] | 0 | 0 | 0 | 0 | 0 | 0 | 0
IDC - reliability, safety and environment | Nominal $ | [7 empty] | 9391.2107 | 1791.9787 | 2785.1522 | 2605.0203 | 1346.6998 | 5440.8248 | 4151.984
Reliability, safety and environment (RSE) | Nominal $ | [7 empty] | 1166850.5294 | 242167.7469 | 451916.8393 | 459082.1646 | 229997.0519 | 943520.1709 | 723929.7902
Non-network capex | Nominal $ | [7 empty] | 8684525.0607 | 4557820.4564 | 6624097.3559 | 3062427.9619 | 2941583.8048 | 2440741.7249 | 2289791.1191
Simple and ROU commissioned assets
Consumer connection | Nominal $ | [7 empty] | 10274370.2187 | 11431808.9296 | 8323784.032 | 7241163.9796 | 9459100.6002 | 11717499.0263 | 14005857.1462
System growth | Nominal $ | [7 empty] | 3626495.94 | 4135916.4904 | 3111105.4528 | 2375489.179 | 5929423.887 | 4982406.376 | 3480162.5255
Asset replacement and renewal | Nominal $ | [7 empty] | 31198372.0399 | 47150002.1501 | 57329348.737 | 55832763.9649 | 54266476.7304 | 53012318.1237 | 48863737.4979
Asset relocations and undergrounding | Nominal $ | [7 empty] | 1014429.9225 | 2453958.2918 | 2184321.7359 | 1906420.1436 | 1811518.7497 | 1955880.0446 | 2000326.7804
Reliability, safety and environment (RSE) | Nominal $ | [7 empty] | 1061749.6816 | 245952.6338 | 485207.4801 | 465911.0882 | 223302.6403 | 969147.4547 | 750012.6238
Non-network capex | Nominal $ | [7 empty] | 8309232.0517 | 4611836.5395 | 7073984.2622 | 3102495.148 | 2867473.4072 | 2502457.3218 | 2372145.8078
Timing allocation
Consumer connection | % | [7 empty] | 71.02% | 126.8% | 117% | 99.72% | 92.59% | 97.59% | 97.6%
System growth | % | [7 empty] | 90.39% | 101.3% | 107.2% | 100.5% | 96.99% | 102.7% | 103.6%
Asset replacement and renewal | % | [7 empty] | 90.93% | 101.5% | 107.3% | 101.4% | 97.04% | 102.7% | 103.6%
Asset relocations and undergrounding | % | [7 empty] | 81% | 126.8% | 117% | 99.74% | 92.61% | 97.61% | 97.62%
Reliability, safety and environment (RSE) | % | [7 empty] | 90.99% | 101.6% | 107.4% | 101.5% | 97.09% | 102.7% | 103.6%
Non-network capex | % | [7 empty] | 95.68% | 101.2% | 106.8% | 101.3% | 97.48% | 102.5% | 103.6%

## Outputs >
This sheet has been deliberately left blank.

## CPP model output
CPP model output | Model: Ok
Period beginning |  |  |  | 2014-04-01 | 2015-04-01 | 2016-04-01 | 2017-04-01 | 2018-04-01 | 2019-04-01 | 2020-04-01 | 2021-04-01 | 2022-04-01 | 2023-04-01 | 2024-04-01 | 2025-04-01
Period ending |  |  |  | 2015-03-31 | 2016-03-31 | 2017-03-31 | 2018-03-31 | 2019-03-31 | 2020-03-31 | 2021-03-31 | 2022-03-31 | 2023-03-31 | 2024-03-31 | 2025-03-31 | 2026-03-31
Regulatory year |  |  |  | RY15 | RY16 | RY17 | RY18 | RY19 | RY20 | RY21 | RY22 | RY23 | RY24 | RY25 | RY26
Relevant period |  |  |  | 2015-03-31: Current period; 2020-03-31: Assessment period; 2022-03-31: CPP period | Total
Commisioned assets | Units | Value | IM reference
RAB and Adjusted RAB
Subtransmission lines | Nominal $ |  |  | 2020-03-31: 1042399.4894; 2021-03-31: 7001487.7412; 2022-03-31: 6991118.3471; 2023-03-31: 8063298.6834; 2024-03-31: 6212436.6048; 2025-03-31: 486404.8372; 2026-03-31: 514626.4823
Subtransmission cables | Nominal $ |  |  | 2020-03-31: 46084.9565; 2021-03-31: 6826034.6504; 2022-03-31: 538524.7998; 2023-03-31: 343313.4636; 2024-03-31: 6539497.6313; 2025-03-31: 381056.7418; 2026-03-31: 8060495.6764
Zone substations | Nominal $ |  |  | 2020-03-31: 7269303.9342; 2021-03-31: 12460494.7354; 2022-03-31: 15787441.414; 2023-03-31: 7589964.988; 2024-03-31: 14046671.3071; 2025-03-31: 17379341.9412; 2026-03-31: 6550015.8834
Distribution and LV lines | Nominal $ |  |  | 2020-03-31: 23024095.2498; 2021-03-31: 25766810.4894; 2022-03-31: 29177404.7037; 2023-03-31: 31129353.343; 2024-03-31: 30394275.9585; 2025-03-31: 28840674.6498; 2026-03-31: 28363737.4154
Distribution and LV cables | Nominal $ |  |  | 2020-03-31: 3965373.1122; 2021-03-31: 4579332.4112; 2022-03-31: 5121741.8207; 2023-03-31: 4649636.0264; 2024-03-31: 5177778.814; 2025-03-31: 6061116.1803; 2026-03-31: 5977304.6288
Distribution substations and transformers | Nominal $ |  |  | 2020-03-31: 5348627.3033; 2021-03-31: 4794425.4694; 2022-03-31: 5206209.1267; 2023-03-31: 6585818.1552; 2024-03-31: 8124940.3957; 2025-03-31: 9484020.0884; 2026-03-31: 9263565.7772
Distribution switchgear | Nominal $ |  |  | 2020-03-31: 3829110.2152; 2021-03-31: 4883928.4648; 2022-03-31: 5108557.9209; 2023-03-31: 4755408.6538; 2024-03-31: 4854110.3455; 2025-03-31: 6272030.1248; 2026-03-31: 5028919.0808
Other network assets | Nominal $ |  |  | 2020-03-31: 7858741.8908; 2021-03-31: 370500.7105; 2022-03-31: 902995.5219; 2023-03-31: 565814.2214; 2024-03-31: 889920.233; 2025-03-31: 936005.6109; 2026-03-31: 466416.5035
Non-network assets | Nominal $ |  |  | 2020-03-31: 8309232.0517; 2021-03-31: 4611836.5395; 2022-03-31: 8968926.3084; 2023-03-31: 3102495.148; 2024-03-31: 2867473.4072; 2025-03-31: 2502457.3218; 2026-03-31: 2372145.8078
Total | Nominal $ |  |  | 2020-03-31: 60692968.203; 2021-03-31: 71294851.2118; 2022-03-31: 77802919.9631; 2023-03-31: 66785102.6829; 2024-03-31: 79107104.6972; 2025-03-31: 72343107.4961; 2026-03-31: 66597227.2556
RTAV
0% | Nominal $ |  |  | 2020-03-31: 2455027.6565; 2021-03-31: 2417892.4355; 2022-03-31: 4759303.6321; 2023-03-31: 64922.2021; 2024-03-31: 3710143.0261; 2025-03-31: 3210892.4705; 2026-03-31: 1465917.9396
8% | Nominal $ |  |  | 2020-03-31: 53312665.3574; 2021-03-31: 71124239.7471; 2022-03-31: 67684936.0657; 2023-03-31: 66378435.4585; 2024-03-31: 73365272.3847; 2025-03-31: 70998932.8517; 2026-03-31: 68663802.2995
10% | Nominal $ |  |  | 2020-03-31: 2135125.3566; 2021-03-31: 2011710.4425; 2022-03-31: 2495474.5861; 2023-03-31: 2492634.5753; 2024-03-31: 5542247.6602; 2025-03-31: 3339434.2988; 2026-03-31: 3029848.8448
13% | Nominal $ |  |  | 2020-03-31: 403418.0763; 2021-03-31: 654982.669; 2022-03-31: 341190.6914; 2023-03-31: 324611.0103; 2024-03-31: 319919.8244; 2025-03-31: 351082.0404; 2026-03-31: 370053.7977
20% | Nominal $ |  |  | 2020-03-31: 322734.461; 2021-03-31: 523986.1352; 2022-03-31: 272952.5531; 2023-03-31: 259688.8082; 2024-03-31: 255935.8595; 2025-03-31: 280865.6323; 2026-03-31: 296042.5358
50% | Nominal $ |  |  | 2020-03-31: 3027288.7931; 2021-03-31: 3854234.1967; 2022-03-31: 8427560.1289; 2023-03-31: 2423680.4069; 2024-03-31: 1965782.2947; 2025-03-31: 1944044.1847; 2026-03-31: 1982995.1505
100% | Nominal $ |  |  | 2020-03-31: 0; 2021-03-31: 0; 2022-03-31: 0; 2023-03-31: 0; 2024-03-31: 0; 2025-03-31: 0; 2026-03-31: 0
Total | Nominal $ |  |  | 2020-03-31: 61656259.7009; 2021-03-31: 80587045.6261; 2022-03-31: 83981417.6572; 2023-03-31: 71943972.4613; 2024-03-31: 85159301.0495; 2025-03-31: 80125251.4785; 2026-03-31: 75808660.568
ROU assets
14 IT | Nominal $ |  |  | 2020-03-31: 1572901.8772; 2021-03-31: 0; 2022-03-31: 0; 2023-03-31: 0; 2024-03-31: 166138.7518; 2025-03-31: 135593.4948; 2026-03-31: 0
15 Facilities | Nominal $ |  |  | 2020-03-31: 3348425.1664; 2021-03-31: 145011.0612; 2022-03-31: 474082.9536; 2023-03-31: 265494.7603; 2024-03-31: 325941.0208; 2025-03-31: 0; 2026-03-31: 0
Total | Nominal $ |  |  | 2020-03-31: 4921327.0436; 2021-03-31: 145011.0612; 2022-03-31: 474082.9536; 2023-03-31: 265494.7603; 2024-03-31: 492079.7726; 2025-03-31: 135593.4948; 2026-03-31: 0
Operating expenditure | Units | Value | IM reference
Service interruptions and emergencies | Nominal $ |  |  | 2020-03-31: 3950943.5; 2021-03-31: 4752989.3345; 2022-03-31: 4778072.8506; 2023-03-31: 4812963.6227; 2024-03-31: 4822022.0463; 2025-03-31: 4857119.7304; 2026-03-31: 4857278.9774
Vegetation management | Nominal $ |  |  | 2020-03-31: 5579509.0609; 2021-03-31: 4080500.7762; 2022-03-31: 5576928.2508; 2023-03-31: 5255951.4858; 2024-03-31: 3927094.5125; 2025-03-31: 3937880.6307; 2026-03-31: 3921798.3619
Routine and corrective maintenance and inspection | Nominal $ |  |  | 2020-03-31: 7575601; 2021-03-31: 8960826.2825; 2022-03-31: 10536932.7918; 2023-03-31: 10117339.6552; 2024-03-31: 10394228.2826; 2025-03-31: 9569861.8079; 2026-03-31: 9757868.6519
Asset replacement and renewal | Nominal $ |  |  | 2020-03-31: 0; 2021-03-31: 0; 2022-03-31: 0; 2023-03-31: 0; 2024-03-31: 0; 2025-03-31: 0; 2026-03-31: 0
Total network opex | Nominal $ |  |  | 2020-03-31: 17106053.5609; 2021-03-31: 17794316.3932; 2022-03-31: 20891933.8932; 2023-03-31: 20186254.7637; 2024-03-31: 19143344.8414; 2025-03-31: 18364862.169; 2026-03-31: 18536945.9911
System operations and network support | Nominal $ |  |  | 2020-03-31: 15037203.6272; 2021-03-31: 16007579.2597; 2022-03-31: 16095499.5574; 2023-03-31: 15373119.3368; 2024-03-31: 14992535.0465; 2025-03-31: 14794618.3057; 2026-03-31: 14214640.0646
Business support | Nominal $ |  |  | 2020-03-31: 15095413.9129; 2021-03-31: 14816910.3143; 2022-03-31: 15020887.2145; 2023-03-31: 15144046.4569; 2024-03-31: 14919812.5179; 2025-03-31: 14712020.8917; 2026-03-31: 14845338.2355
Total non-network opex | Nominal $ |  |  | 2020-03-31: 30132617.5402; 2021-03-31: 30824489.574; 2022-03-31: 31116386.7719; 2023-03-31: 30517165.7937; 2024-03-31: 29912347.5643; 2025-03-31: 29506639.1973; 2026-03-31: 29059978.3001
Total operating expenditure | Nominal $ |  |  | 2020-03-31: 47238671.1011; 2021-03-31: 48618805.9672; 2022-03-31: 52008320.6651; 2023-03-31: 50703420.5574; 2024-03-31: 49055692.4057; 2025-03-31: 47871501.3663; 2026-03-31: 47596924.2912
Operating leases
SONS |  |  |  | 2020-03-31: 656503.928; 2021-03-31: 655183.4552; 2022-03-31: 641823.696; 2023-03-31: 636199.5882; 2024-03-31: 392765.4786; 2025-03-31: 295808.7768; 2026-03-31: 291331.4054
Premises Plant & Insurance | Nominal $ |  |  | 2020-03-31: 868995.1846; 2021-03-31: 776874.9616; 2022-03-31: 763491.9825; 2023-03-31: 756801.7322; 2024-03-31: 755485.8468; 2025-03-31: 558312.1205; 2026-03-31: 557578.9825
Total | Nominal $ |  |  | 2020-03-31: 1525499.1126; 2021-03-31: 1432058.4168; 2022-03-31: 1405315.6785; 2023-03-31: 1393001.3205; 2024-03-31: 1148251.3254; 2025-03-31: 854120.8973; 2026-03-31: 848910.388
Deferred tax | Units | Value | IM reference
Opening deferred tax balance for assets with no regulatory tax value
Total | Nominal $ |  | IM 5.3.19 (1)(c) | 2020-03-31: -1377971.5722; 2021-03-31: 0; 2022-03-31: 0; 2023-03-31: 0; 2024-03-31: 0; 2025-03-31: 0; 2026-03-31: 0

## Sch E table 1
Table 1: Projects and programmes
Table 1a Summary of all capex projects and programmes
Number | Project reference | Project/programme name | Capex category | Brief description of project/programme | Forecast costs in constant prices $(000) | Reference to primary supporting information
1 | 1 | 1.1 Poles | Asset replacement and renewal | Renewals capex on Poles | 42339.6 | POD01 - Poles.pdf
2 | 2 | 1.2 Crossarms | Asset replacement and renewal | Renewals capex on Crossarms | 38305.8055 | POD02 - Crossarms.pdf
3 | 3 | 2.1 Subtransmission Conductor | Asset replacement and renewal | Renewals capex on Subtransmission Conductor | 15448.7556 | Application - Appendix E. Renewals Capex
4 | 4 | 2.2 Distribution Conductor | Asset replacement and renewal | Renewals capex on Distribution Conductor | 26656.05 | POD04 - Distribution Conductor.pdf
5 | 5 | 2.3 Low Voltage Conductor | Asset replacement and renewal | Renewals capex on Low Voltage Conductor | 18649.26 | POD05 - LV Conductor.pdf
6 | 6 | 3.1 Subtransmission Cables | Asset replacement and renewal | Renewals capex on Subtransmission Cables | 11511.72 | Application - Appendix E. Renewals Capex
7 | 7 | 3.2 Distribution Cables | Asset replacement and renewal | Renewals capex on Distribution Cables | 8053.9433 | Application - Appendix E. Renewals Capex
8 | 8 | 3.3 Low Voltage Cables | Asset replacement and renewal | Renewals capex on Low Voltage Cables | 1422.7627 | Application - Appendix E. Renewals Capex
9 | 9 | 4.1 Zone Substations | Asset replacement and renewal | Renewals capex on Zone Substations | 39850.2895 | POD09 - Zone Substations.pdf
10 | 14 | 5.1 Ground Mounted Switchgear | Asset replacement and renewal | Renewals capex on Ground Mounted Switchgear | 13744.3387 | Application - Appendix E. Renewals Capex
11 | 15 | 5.2 Pole Mounted Fuses | Asset replacement and renewal | Renewals capex on Pole Mounted Fuses | 1030.75 | Application - Appendix E. Renewals Capex
12 | 16 | 5.3 Pole Mounted Switches | Asset replacement and renewal | Renewals capex on Pole Mounted Switches | 2569.75 | Application - Appendix E. Renewals Capex
13 | 18 | 5.4 Low Voltage Enclosures | Asset replacement and renewal | Renewals capex on Low Voltage Enclosures | 9029.9 | POD18 - LV Enclosures.pdf
14 | 19 | 5.6 Ancillary Distribution Substation Equipment | Asset replacement and renewal | Renewals capex on Ancillary Distribution Substation Equipment | 5057.1682 | Application - Appendix E. Renewals Capex
15 | 20 | 6.1 Ground Mounted Distribution Transformers | Asset replacement and renewal | Renewals capex on Ground Mounted Distribution Transformers | 1602.08 | Application - Appendix E. Renewals Capex
16 | 21 | 6.2 Pole Mounted Distribution Transformers | Asset replacement and renewal | Renewals capex on Pole Mounted Distribution Transformers | 14192.9905 | Application - Appendix E. Renewals Capex
17 | 24 | 7.1 Protection | Asset replacement and renewal | Renewals capex on Protection | 8825.5 | POD24 - Protection.pdf
18 | 25 | 7.2 DC Systems | Asset replacement and renewal | Renewals capex on DC Systems | 3648.9628 | Application - Appendix E. Renewals Capex
19 | 26 | 7.3 Remote Terminal Units | Asset replacement and renewal | Renewals capex on Remote Terminal Units | 957.6 | Application - Appendix E. Renewals Capex
20 | 30 | 9 Distribution and LV Reinforcement | System growth | Reinforcement of the Distribution and LV network | 13310.1787 | Application - Appendix F. Growth and Security Capex
21 | 31 | 8.1 Arrowtown 33kV Ring Upgrade | System growth | New 33kV feeder on Arrowtown Ring | 5161.16 | POD31 - Arrowtown 33kV Ring Upgrade.pdf
22 | 32 | 8.2 Arrowtown Zone Substation 33kV Indoor Switchboard | System growth | New 33kV indoor switchboard at Arrowtown | 2515.2342 | Application - Appendix F. Growth and Security Capex
23 | 33 | 8.3 Omakau New Zone Substation | System growth | New Omakau zone substation | 2853.0875 | Application - Appendix F. Growth and Security Capex
24 | 39 | 8.16 Smith Street to Willowbank Inter-tie | System growth | New 33kV cable between Smith St and Willowbank | 0 | Application - Appendix F. Growth and Security Capex
25 | 50 | 10 Consumer connection (net) | Consumer connection | Consumer connections expenditure | 48571.0153 | POD50 - Consumer Connection.pdf
26 | 51 | 11 Asset relocations (net) | Asset relocations and undergrounding | Asset relocations expenditure | 9106.4371 | Application - Appendix G. Other Network Capex
27 | 52 | 13 RSE | Quality of supply | Reliability focussed investment including network automation | 1288.77 | Application - Appendix G. Other Network Capex
28 | 53 | 12 Future Networks | Quality of supply | Work to prepare for uptake of new technology | 1298.9888 | Application - Appendix G. Other Network Capex
29 | 60 | 14 IT | Non-network CAPEX | ICT capex | 12500.0983 | POD60 - ICT.pdf
30 | 61 | 15 Facilities | Non-network CAPEX | Facilities capex | 3817.1701 | Application - Appendix I. Non-network Expenditure
Table 1b Summary of all opex projects and programmes
Number | Project reference | Project/programme name | Opex category | Brief description of project/programme | Forecast costs in constant prices $(000) | Reference to primary supporting information
1 | 70 | 16 Preventive Maintenance | Routine and corrective maintenance and inspection | Preventive maintenance operating expenditure | 30531.4533 | POD70 - Preventive Maintenance.pdf
2 | 71 | 17 Corrective Maintenance | Routine and corrective maintenance and inspection | Corrective maintenance operating expenditure | 16636.9165 | POD71 - Corrective Maintenance.pdf
3 | 72 | 18 Reactive Maintenance | Service interruptions and emergencies | Reactive maintenance operating expenditure | 22503.144 | POD72 - Reactive Maintenance.pdf
4 | 73 | 19 Vegetation | Vegetation management | Vegetation management operating expenditure | 21185.7584 | POD73 - Vegetation Management.pdf
5 | 80 | 20 SONS | System operations and network support | System operations and network support expenditure | 67028.7763 | POD80 - SONS.pdf
6 | 81 | 21 People Costs | Business support | People costs operating expenditure | 35219.2572 | POD81 - PEOPLE.pdf
7 | 82 | 22 IT Opex | Business support | ICT operating expenditure | 17032.1734 | Application - Appendix I. Non-network Expenditure
8 | 83 | 23 Premises and Plant | Business support | Premises, plant and insurance operating expenditure | 1896.6728 | Application - Appendix I. Non-network Expenditure
9 | 84 | 24 Administration and Governance | Business support | Governance and administration operating expenditure | 15559.915 | Application - Appendix I. Non-network Expenditure
10 | 85 | 25 Upper Clutha DER Solution | System operations and network support | Demand response operating expenditure for Upper Clutha growth constraint | 3001.3104 | Application - Appendix I. Non-network Expenditure
| 1a check |  |  |  | 0 |  | #REF! | #REF! | #REF! | #REF! | #REF! | #REF!
| 1b check |  |  |  | 0 |  | -72694.6192 | -74007.6686 | -78172.203 | -81834.5752 | -77615.5529 | -71770.0365

## Sch E table 2
Table 2: Capex summary
2a Actual and forecast capex in constant prices $(000) |  | Current period |  |  |  |  | Assessment Period |  | CPP Regulatory Period |  |  |  |  | Total CPP
| Capex Categories | CY-4 | CY-3 | CY-2 | CY-1 | CY0 | CA | CA+1 | Year 1 | Year 2 | Year 3 | Year 4 | Year 5
$000 (in constant prices)
| Consumer connection | 10910.8738 | 11195.8046 | 7898.9505 | 8776.3985 | 18045.3147 | 14351.0935 | 9092.3747 | 7100.3963 | 7100.3963 | 9799.695 | 11291.0359 | 13279.4919 | 48571.0153
| System growth | 7342.9415 | 9527.2925 | 283.769 | 6553.8114 | 8386.957 | 7250.3239 | 5237.77 | 3685.1064 | 5987.8178 | 6713.2693 | 4446.3368 | 3007.13 | 23839.6605
| Asset replacement and renewal | 7984.1416 | 5846.439 | 19026.3761 | 52452.3804 | 40624.2471 | 36713.342 | 49776.0785 | 53375.6502 | 57037.7055 | 56294.6664 | 51613.0618 | 44576.143 | 262897.2269
| Asset relocations | 2735.3538 | 2192.6495 | 2183.9924 | 1071.829 | 1401.8955 | 1242.2301 | 1917.144 | 1821.2868 | 1821.2868 | 1821.2868 | 1821.2868 | 1821.2901 | 9106.4371
Reliability, safety and environment:
| Quality of supply | 1640.8554 | 1780.5372 | 1374.6646 | 0 | 0 | 1157.4593 | 236.4533 | 435.1744 | 435.1744 | 214.32 | 858.705 | 644.385 | 2587.7588
| Legislative and regulatory | 0 | 0 | 0 | 0 | 0 | 0 | 0 | 0 | 0 | 0 | 0 | 0 | 0
| Other reliability, safety and environment | 427.9609 | 266.5406 | 863.8733 | 1756.0475 | 1929.5655 | 0 | 0 | 0 | 0 | 0 | 0 | 0 | 0
| Total reliability, safety and environment | 2068.8163 | 2047.0778 | 2238.5379 | 1756.0475 | 1929.5655 | 1157.4593 | 236.4533 | 435.1744 | 435.1744 | 214.32 | 858.705 | 644.385 | 2587.7588
| Total expenditure on network assets | 31042.1269 | 30809.2634 | 31631.6259 | 70610.4667 | 70387.9798 | 60714.4489 | 66259.8205 | 66417.6141 | 72382.3807 | 74843.2375 | 70030.4263 | 63328.44 | 347002.0986
| Total expenditure on non-network assets | 0 | 0 | 0 | 988.1529 | 653.5113 | 8614.629 | 6236.9504 | 6378.6906 | 2902.9451 | 2741.0797 | 2234.7124 | 2059.8407 | 16317.2685
| Total expenditure on assets | 31042.1269 | 30809.2634 | 31631.6259 | 71598.6196 | 71041.4911 | 69329.0779 | 72496.7709 | 72796.3047 | 75285.3258 | 77584.3171 | 72265.1387 | 65388.2807 | 363319.3671
2b Actual and forecast capex in nominal prices $(000)
|  | Current period |  |  |  |  | Assessment Period | CPP Regulatory Period Year 1: CPP Regulatory Period | Total CPP
| Capex Categories | CY-4 | CY-3 | CY-2 | CY-1 | CY0 | CA | CA+1 | Year 1 | Year 2 | Year 3 | Year 4 | Year 5
$000 (in nominal prices)
| Consumer connection | 10250.0354 | 10552.8704 | 7525.967 | 8494.358 | 17761.1622 | 14351.0935 | 8948.3696 | 7067.505 | 7218.993 | 10154.1914 | 11935.5528 | 14264.7872 | 50641.0293
| System growth | 6898.2019 | 8980.1749 | 270.3696 | 6343.1965 | 8254.8908 | 7250.3239 | 5250.0905 | 3745.1879 | 6257.9427 | 7135.4108 | 4822.6846 | 3339.8688 | 25301.0948
| Asset replacement and renewal | 7500.5665 | 5510.6993 | 18127.9623 | 50766.758 | 39984.5529 | 36713.342 | 49994.5086 | 54307.921 | 59293.1566 | 59447.3266 | 55500.3763 | 49131.7764 | 277680.5569
| Asset relocations | 2569.6817 | 2066.7337 | 2080.8656 | 1037.3845 | 1379.8204 | 1242.2301 | 1920.8619 | 1854.6498 | 1900.5831 | 1944.6361 | 1992.2775 | 2037.3074 | 9729.4538
Reliability, safety and environment:
| Quality of supply | 1541.4738 | 1678.2875 | 1309.7538 | 0 | 0 | 1157.4593 | 240.3758 | 449.1317 | 456.4771 | 228.6504 | 938.0793 | 719.7778 | 2792.1163
| Legislative and regulatory | 0 | 0 | 0 | 0 | 0 | 0 | 0 | 0 | 0 | 0 | 0 | 0 | 0
| Other reliability, safety and environment | 402.0406 | 251.2342 | 823.0818 | 1699.6147 | 1899.1813 | 0 | 0 | 0 | 0 | 0 | 0 | 0 | 0
| Total reliability, safety and environment | 1943.5144 | 1929.5216 | 2132.8355 | 1699.6147 | 1899.1813 | 1157.4593 | 240.3758 | 449.1317 | 456.4771 | 228.6504 | 938.0793 | 719.7778 | 2792.1163
| Total expenditure on network assets | 29162 | 29040 | 30138 | 68341.3116 | 69279.6077 | 60714.4489 | 66354.2064 | 67424.3954 | 75127.1525 | 78910.2152 | 75188.9705 | 69493.5176 | 366144.2512
| Expenditure on non-network assets | 0 | 0 | 0 | 956.3974 | 643.2207 | 8614.629 | 6340.4128 | 6583.2732 | 3045.0505 | 2924.36 | 2426.5824 | 2276.5189 | 17255.785
| Total expenditure on assets | 29162 | 29040 | 30138 | 69297.709 | 69922.8284 | 69329.0779 | 72694.6192 | 74007.6686 | 78172.203 | 81834.5752 | 77615.5529 | 71770.0365 | 383400.0362
plus | Cost of financing | 0 | 0 | 0 | 0 | 0 | 775.8977 | 887.2281 | 572.6977 | 753.7521 | 663.3958 | 606.8138 | 500.9118 | 3097.5711
less | Value of capital contributions | 4434.5246 | 6114.2749 | 3498.9803 | 4750.8989 | 3875.2867 | 9701.9912 | 6521.5389 | 5353.2929 | 5471.7456 | 7259.2964 | 8356.6982 | 9781.2567 | 36222.2899
plus | Value of vested assets | 0 | 0 | 0 | 0 | 0 | 0 | 0 | 0 | 0 | 0 | 0 | 0 | 0
| Total capital expenditure | 24727.4754 | 22925.7251 | 26639.0197 | 64546.8101 | 66047.5417 | 60402.9845 | 67060.3084 | 69227.0734 | 73454.2094 | 75238.6745 | 69865.6686 | 62489.6915 | 350275.3174
2c Actual and forecast commissioned asset values in nominal prices $(000)
|  | Current period |  |  |  |  | Assessment Period | CPP Regulatory Period Year 1: CPP Regulatory Period | Total CPP
| Capex Categories | CY-4 | CY-3 | CY-2 | CY-1 | CY0 | CA | CA+1 | Year 1 | Year 2 | Year 3 | Year 4 | Year 5
$000 (in nominal prices)
| Consumer connection | 7638.6523 | 9657.3959 | 5465.0769 | 8127.88 | 9566.1502 | 4633.8723 | 3662.3909 | 3054.0765 | 2947.2747 | 3966.6814 | 4932.3378 | 5945.5962 | 20845.9666
| System growth | 5140.7594 | 8213.2866 | 250.1971 | 1070.9198 | 12409.9171 | 3626.4959 | 7550.1016 | 3111.1055 | 2375.4892 | 12269.3083 | 6084.2367 | 3480.1625 | 27320.3021
| Asset replacement and renewal | 5589.6606 | 5040.097 | 13289.0854 | 42947.5347 | 41531.1198 | 42291.3089 | 54438.3987 | 61382.1556 | 57117.9877 | 59020.6771 | 57031.6244 | 53200.1557 | 287752.6005
| Asset relocations and undergrounding | 1915.0085 | 1871.3701 | 1525.4225 | 827.0983 | 1204.6685 | 770.3093 | 786.1708 | 801.4487 | 775.9449 | 759.6618 | 823.3038 | 849.1544 | 4009.5135
Reliability, safety and environment:
| Quality of supply | 1148.7553 | 1534.9652 | 960.1426 | 0 | 0 | 1061.7497 | 245.9526 | 485.2075 | 465.9111 | 223.3026 | 969.1475 | 750.0126 | 2893.5813
| Legislative and regulatory | 0 | 0 | 0 | 0 | 0 | 0 | 0 | 0 | 0 | 0 | 0 | 0 | 0
| Other reliability, safety and environment | 299.6134 | 229.7793 | 603.3774 | 1355.0892 | 1658.1026 | 0 | 0 | 0 | 0 | 0 | 0 | 0 | 0
| Total reliability, safety and environment | 1448.3687 | 1764.7445 | 1563.5201 | 1355.0892 | 1658.1026 | 1061.7497 | 245.9526 | 485.2075 | 465.9111 | 223.3026 | 969.1475 | 750.0126 | 2893.5813
| Total forecast network capex | 21732.4496 | 26546.894 | 22093.302 | 54328.5221 | 66369.9582 | 52383.7362 | 66683.0147 | 68833.9937 | 63682.6075 | 76239.6313 | 69840.6502 | 64225.0814 | 342821.9641
| Total forecast non-network capex | 0 | 0 | 0 | 921.9863 | 509.6824 | 8309.2321 | 4611.8365 | 8968.9263 | 3102.4951 | 2867.4734 | 2502.4573 | 2372.1458 | 19813.498
| Total value of commissioned assets | 21732.4496 | 26546.894 | 22093.302 | 55250.5084 | 66879.6406 | 60692.9682 | 71294.8512 | 77802.92 | 66785.1027 | 79107.1047 | 72343.1075 | 66597.2273 | 362635.4621
2d Actual and forecast commissioned asset values by provider in nominal prices ($000)
| EDB | [12 empty] | 0
| Related party | 13195 | 15303 | 11509 | 14892 | 28219.264 | 17182.094 | 13703.347 | 13888.5087 | 11715.752 | 13698.6644 | 0 | 0 | 39302.9251
| Other sources | 8537.4496 | 11243.894 | 10584.302 | 40358.5084 | 38660.3766 | 43510.8742 | 57591.5042 | 63914.4113 | 55069.3507 | 65408.4403 | 72343.1075 | 66597.2273 | 323332.537
| Unknown | [12 empty] | 0
| Total value of commissioned assets | 21732.4496 | 26546.894 | 22093.302 | 55250.5084 | 66879.6406 | 60692.9682 | 71294.8512 | 77802.92 | 66785.1027 | 79107.1047 | 72343.1075 | 66597.2273 | 362635.4621
Totals in table 2c and table 2d must reconcile.
| 2a check | 0 | 0 | 0 | 0 | 0 | 0 | 0 | 0 | 0 | 0 | 0 | 0
| 2b check | 0 | 0 | 0 | 0 | 0 | 0 | 0 | 0 | 0 | 0 | 0 | 0
| 2c check | 0 | 0 | 0 | 0 | 0 | 0 | 0 | 0 | 0 | 0 | 0 | 0

## Sch E table 3
Table 3: Opex summary
3a Actual and forecast opex in constant prices $(000) |  | Current period |  |  |  |  | Assessment Period |  | CPP Regulatory Period |  |  |  |  | Total CPP period
| Opex Categories | CY-4 | CY-3 | CY-2 | CY-1 | CY0 | CA | CA+1 | Year 1 | Year 2 | Year 3 | Year 4 | Year 5
$(000) in constant prices
| Service interruptions and emergencies | 4380.3015 | 4408.1436 | 5912.169 | 4392.1471 | 4873.745 | 3950.9435 | 4682.5177 | 4627.6204 | 4585.7284 | 4506.0119 | 4440.1206 | 4343.6626 | 22503.144
| Vegetation management | 3852.3235 | 5566.6737 | 3882.3208 | 5700.1824 | 5754.6157 | 5579.5091 | 4020 | 5401.3213 | 5007.8015 | 3669.7333 | 3599.8011 | 3507.1012 | 21185.7584
| Routine and corrective maintenance and inspection | 4299.4016 | 5414.9614 | 6748.6679 | 5975.0145 | 6029.9513 | 7575.601 | 8835.1587 | 10216.5512 | 9662.6571 | 9741.9925 | 8781.2721 | 8765.897 | 47168.3699
| Asset replacement and renewal | 619.5226 | 948.467 | 292.8271 | 657.1173 | 357.6315 | 0 | 0 | 0 | 0 | 0 | 0 | 0 | 0
| Total network opex | 13151.5492 | 16338.2458 | 16835.9848 | 16724.4614 | 17015.9434 | 17106.0536 | 17537.6764 | 20245.4929 | 19256.187 | 17917.7377 | 16821.1938 | 16616.6608 | 90857.2723
| System operations and network support | 4105.6678 | 3971.0425 | 4058.6468 | 11037.2587 | 13038.1869 | 15037.2036 | 15739.8534 | 15547.6706 | 14564.8029 | 13917.2707 | 13414.1952 | 12586.1473 | 70030.0867
| Business support | 5928.174 | 6384.2572 | 7918.7322 | 9719.4965 | 13377.1827 | 15095.4139 | 14596.0654 | 14548.6925 | 14433.7837 | 13951.0733 | 13470.0777 | 13304.3911 | 69708.0183
| Total non-network opex | 10033.8418 | 10355.2997 | 11977.379 | 20756.7552 | 26415.3696 | 30132.6175 | 30335.9188 | 30096.3631 | 28998.5866 | 27868.344 | 26884.2728 | 25890.5384 | 139738.1049
| Total operating expenditure | 23185.391 | 26693.5454 | 28813.3638 | 37481.2166 | 43431.313 | 47238.6711 | 47873.5952 | 50341.856 | 48254.7736 | 45786.0817 | 43705.4667 | 42507.1991 | 230595.3772
3b Actual and forecast opex in nominal prices $(000)
|  | Current period |  |  |  |  | Assessment Period | CPP Regulatory Period Year 1: CPP Regulatory Period | Total CPP period
| Opex Categories | CY-4 | CY-3 | CY-2 | CY-1 | CY0 | CA | CA+1 | Year 1 | Year 2 | Year 3 | Year 4 | Year 5
$(000) in nominal prices
| Service interruptions and emergencies | 4115 | 4155 | 5633 | 4251 | 4797 | 3950.9435 | 4752.9893 | 4778.0729 | 4812.9636 | 4822.022 | 4857.1197 | 4857.279 | 24127.4572
| Vegetation management | 3619 | 5247 | 3699 | 5517 | 5664 | 5579.5091 | 4080.5008 | 5576.9283 | 5255.9515 | 3927.0945 | 3937.8806 | 3921.7984 | 22619.6532
| Routine and corrective maintenance and inspection | 4039 | 5104 | 6430 | 5783 | 5935 | 7575.601 | 8960.8263 | 10536.9328 | 10117.3397 | 10394.2283 | 9569.8618 | 9757.8687 | 50376.2312
| Asset replacement and renewal | 582 | 894 | 279 | 636 | 352 | 0 | 0 | 0 | 0 | 0 | 0 | 0 | 0
| Total network opex | 12355 | 15400 | 16041 | 16187 | 16748 | 17106.0536 | 17794.3164 | 20891.9339 | 20186.2548 | 19143.3448 | 18364.8622 | 18536.946 | 97123.3417
| System operations and network support | 3857 | 3743 | 3867 | 10682.5627 | 12832.8796 | 15037.2036 | 16007.5793 | 16095.4996 | 15373.1193 | 14992.535 | 14794.6183 | 14214.6401 | 75470.4123
| Business support | 5569.1226 | 6017.6327 | 7544.8145 | 9407.1484 | 13166.5374 | 15095.4139 | 14816.9103 | 15020.8872 | 15144.0465 | 14919.8125 | 14712.0209 | 14845.3382 | 74642.1053
| Total non-network opex | 9426.1226 | 9760.6327 | 11411.8145 | 20089.7111 | 25999.417 | 30132.6175 | 30824.4896 | 31116.3868 | 30517.1658 | 29912.3476 | 29506.6392 | 29059.9783 | 150112.5176
| Total operating expenditure | 21781.1226 | 25160.6327 | 27452.8145 | 36276.7111 | 42747.417 | 47238.6711 | 48618.806 | 52008.3207 | 50703.4206 | 49055.6924 | 47871.5014 | 47596.9243 | 247235.8593
3c Actual and forecast opex by provider (optional)
| EDB | [12 empty] | 0
| Related party | 20533 | 23931 | 24923 | 18799 | 17850.9163 | 14810.0641 | 15127.1673 | 16262.3297 | 14851.5466 | 14026.4192 | 228.398 | 233.7663 | 45602.4597
| Other sources | 1248.1226 | 1229.6327 | 2529.8145 | 17477.7111 | 24896.5007 | 32428.607 | 33491.6387 | 35745.991 | 35851.874 | 35029.2732 | 47643.1033 | 47363.158 | 201633.3996
| Unknown | [12 empty] | 0
| 3a check | 0 | 0 | 0 | 0 | 0 | 0 | 0 | 0 | 0 | 0 | 0 | 0
| 3b check | 0 | 0 | 0 | 0 | 0 | 0 | 0 | 0 | 0 | 0 | 0 | 0

## Sch E table 4
Table 4: Capex projects and programmes
|  |  | Actual and forecast capex in constant prices $(000) | [12 empty] | Actual and forecast capex in nominal prices $(000) | [12 empty] | Forecast commissioned assets values in nominal terms $(000)
|  |  | Current period |  |  |  |  | Assessment Period |  | CPP Regulatory Period |  |  |  |  | Total CPP Period | Current period |  |  |  |  | Assessment Period |  | CPP Regulatory Period |  |  |  |  | Total CPP Period | Assessment Period |  | CPP Regulatory Period |  |  |  |  | Total CPP Period
| Project reference | Project/programme name | CY-4 | CY-3 | CY-2 | CY-1 | CY0 | CA | CA+1 | Year 1 | Year 2 | Year 3 | Year 4 | Year 5 |  | CY-4 | CY-3 | CY-2 | CY-1 | CY0 | CA | CA+1 | Year 1 | Year 2 | Year 3 | Year 4 | Year 5 |  | CA | CA+1 | Year 1 | Year 2 | Year 3 | Year 4 | Year 5
4a Consumer connection
Consumer types defined by EDB
|  | 10 Consumer connection (net) | 10910.8738 | 11195.8046 | 7898.9505 | 8776.3985 | 18045.3147 | 14351.0935 | 9092.3747 | 7100.3963 | 7100.3963 | 9799.695 | 11291.0359 | 13279.4919 | 48571.0153 | 10250.0354 | 10552.8704 | 7525.967 | 8494.358 | 17761.1622 | 14351.0935 | 8948.3696 | 7067.505 | 7218.993 | 10154.1914 | 11935.5528 | 14264.7872 | 50641.0293 | 10274.3702 | 11431.8089 | 8323.784 | 7241.164 | 9459.1006 | 11717.499 | 14005.8571 | 50747.4048
|  | Total consumer connection expenditure | 10910.8738 | 11195.8046 | 7898.9505 | 8776.3985 | 18045.3147 | 14351.0935 | 9092.3747 | 7100.3963 | 7100.3963 | 9799.695 | 11291.0359 | 13279.4919 | 48571.0153 | 10250.0354 | 10552.8704 | 7525.967 | 8494.358 | 17761.1622 | 14351.0935 | 8948.3696 | 7067.505 | 7218.993 | 10154.1914 | 11935.5528 | 14264.7872 | 50641.0293 | 10274.3702 | 11431.8089 | 8323.784 | 7241.164 | 9459.1006 | 11717.499 | 14005.8571 | 50747.4048
| less | Capital contributions funding consumer connection | 3815.5867 | 5346.0953 | 3048.1229 | 4631.2769 | 3563.0027 | 9299.5086 | 5455.4248 | 4260.2378 | 4260.2378 | 5879.817 | 6774.6215 | 7967.6951 | 29142.6092 | 3584.4883 | 5039.0885 | 2904.1924 | 4482.445 | 3506.8974 | 9299.5086 | 5369.0218 | 4240.503 | 4331.3958 | 6092.5148 | 7161.3317 | 8558.8723 | 30384.6176 | 5640.4979 | 7769.418 | 5269.7076 | 4293.8892 | 5492.4192 | 6785.1612 | 8060.2609 | 29901.4382
|  | Total consumer connection less capital contributions | 7095.2871 | 5849.7093 | 4850.8276 | 4145.1216 | 14482.312 | 5051.5849 | 3636.9499 | 2840.1585 | 2840.1585 | 3919.878 | 4516.4144 | 5311.7967 | 19428.4061 | 6665.5472 | 5513.7819 | 4621.7746 | 4011.913 | 14254.2647 | 5051.5849 | 3579.3479 | 2827.002 | 2887.5972 | 4061.6765 | 4774.2211 | 5705.9149 | 20256.4117 | 4633.8723 | 3662.3909 | 3054.0765 | 2947.2747 | 3966.6814 | 4932.3378 | 5945.5962 | 20845.9666
4b System growth
|  | Major Projects | 7342.9415 | 5556.1795 | 283.769 | 4418.6612 | 7677.6916 | [7 empty] | 0 | 6898.2019 | 5237.1084 | 270.3696 | 4276.662 | 7556.794 | [7 empty] | 0 | [7 empty] | 0
|  | 8.1 Arrowtown 33kV Ring Upgrade | [5 empty] | 0 | 640 | 0 | 3749.954 | 1411.206 | 0 | 0 | 5161.16 | [5 empty] | 0 | 641.1992 | 0 | 3930.5533 | 1517.3842 | 0 | 0 | 5447.9376 | 0 | 4.9146 | 0 | 22.5642 | 6262.6998 | 0 | 0 | 6285.264
|  | 8.2 Arrowtown Zone Substation 33kV Indoor Switchboard | [5 empty] | 0 | 0 | 0 | 0 | 1006.0937 | 1509.1405 | 0 | 2515.2342 | [5 empty] | 0 | 0 | 0 | 0 | 1063.9875 | 1628.5691 | 0 | 2692.5566 | 0 | 0 | 0 | 0 | 6.1314 | 2784.3856 | 0 | 2790.517
|  | 8.3 Omakau New Zone Substation | [5 empty] | 0 | 100 | 850.9283 | 0 | 2002.1592 | 0 | 0 | 2853.0875 | [5 empty] | 0 | 100.4349 | 865.3971 | 0 | 2116.2199 | 0 | 0 | 2981.617 | 0 | 0.7679 | 5.8357 | 0 | 3104.2548 | 0 | 0 | 3110.0904
|  | 8.5 Lindis Crossing Second Transformer | [5 empty] | 0 | 0 | 0 | 0 | 0 | 0 | 0 | 0 | [5 empty] | 0 | 0 | 0 | 0 | 0 | 0 | 0 | 0 | 0 | 0 | 0 | 0 | 0 | 0 | 0 | 0
|  | 8.7 Upper Clutha Voltage Support | [5 empty] | 0 | 922 | 0 | 0 | 0 | 0 | 0 | 0 | [5 empty] | 0 | 937.8743 | 0 | 0 | 0 | 0 | 0 | 0 | 0 | 957.3814 | 0 | 0 | 0 | 0 | 0 | 0
|  | 8.16 Smith Street to Willowbank Inter-tie | [5 empty] | 0 | 470 | 0 | 0 | 0 | 0 | 0 | 0 | [5 empty] | 0 | 466.32 | 0 | 0 | 0 | 0 | 0 | 0 | 0 | 3.6091 | 0 | 0 | 517.8674 | 0 | 0 | 517.8674
|  | 8.17 North City to Ward Inter-tie | [5 empty] | 0 | 0 | 0 | 0 | 0 | 0 | 0 | 0 | [5 empty] | 0 | 0 | 0 | 0 | 0 | 0 | 0 | 0 | 0 | 0 | 0 | 0 | 0 | 0 | 0 | 0
|  | 9 Distribution and LV Reinforcement | 0 | 3971.1131 | 0 | 2135.1502 | 709.2653 | 3920.9846 | 2905.77 | 2834.1781 | 2237.8638 | 2293.8104 | 2937.1963 | 3007.13 | 13310.1787 | 0 | 3743.0665 | 0 | 2066.5345 | 698.0968 | 3920.9846 | 2908.9655 | 2879.7908 | 2327.3894 | 2437.8192 | 3194.1155 | 3339.8688 | 14178.9837 | 3572.7806 | 2969.8234 | 3105.2698 | 2352.925 | 2378.3549 | 3299.8511 | 3480.1625 | 14616.5633
|  | Install two new 24MVA transformers at Cromwell substation | [5 empty] | 3296.9236 | 200 | 0 | 0 | 0 | 0 | 0 | 0 | [5 empty] | 3296.9236 | 195.2967 | 0 | 0 | 0 | 0 | 0 | 0 | 24.1783 | 3613.6053 | 0 | 0 | 0 | 0 | 0 | 0
|  | Riverbank Road Switching Station | [5 empty] | 32.4157 | 0 | 0 | 0 | 0 | 0 | 0 | 0 | [5 empty] | 32.4157 | 0 | 0 | 0 | 0 | 0 | 0 | 0 | 29.537 | 0 | 0 | 0 | 0 | 0 | 0 | 0
|  | Total system growth expenditure | 7342.9415 | 9527.2925 | 283.769 | 6553.8114 | 8386.957 | 7250.3239 | 5237.77 | 3685.1064 | 5987.8178 | 6713.2693 | 4446.3368 | 3007.13 | 23839.6605 | 6898.2019 | 8980.1749 | 270.3696 | 6343.1965 | 8254.8908 | 7250.3239 | 5250.0905 | 3745.1879 | 6257.9427 | 7135.4108 | 4822.6846 | 3339.8688 | 25301.0948 | 3626.4959 | 7550.1016 | 3111.1055 | 2375.4892 | 12269.3083 | 6084.2367 | 3480.1625 | 27320.3021
| less | Capital contributions funding system growth | 17.8401 | 23.7015 | 28.6945 | 0 | 0 | 0 | 0 | 0 | 0 | 0 | 0 | 0 | 0 | 16.7596 | 22.3404 | 27.3396 | 0 | 0 | 0 | 0 | 0 | 0 | 0 | 0 | 0 | 0 | 0 | 0 | 0 | 0 | 0 | 0 | 0 | 0
|  | Total system growth less capital contributions | 7325.1014 | 9503.591 | 255.0745 | 6553.8114 | 8386.957 | 7250.3239 | 5237.77 | 3685.1064 | 5987.8178 | 6713.2693 | 4446.3368 | 3007.13 | 23839.6605 | 6881.4423 | 8957.8345 | 243.03 | 6343.1965 | 8254.8908 | 7250.3239 | 5250.0905 | 3745.1879 | 6257.9427 | 7135.4108 | 4822.6846 | 3339.8688 | 25301.0948 | 3626.4959 | 7550.1016 | 3111.1055 | 2375.4892 | 12269.3083 | 6084.2367 | 3480.1625 | 27320.3021
4c Asset replacement and renewal by projects or programmes
|  | 1.1 Poles | 4654.9953 | 3907.1999 | 8245.0142 | 41156.1 | 27012.1211 | 14197.5 | 14352 | 11514 | 10271.4 | 9735.6 | 5700 | 5118.6 | 42339.6 | 4373.0565 | 3682.8237 | 7855.6897 | 39833.4976 | 26586.7718 | 14197.5 | 14599.1014 | 11887.2356 | 10819.4094 | 10457.6233 | 6251.8336 | 5732.5843 | 45148.6861 | 16271.6523 | 15946.3987 | 12839.0197 | 11036.8802 | 10207.7998 | 6455.0598 | 5971.1794 | 46509.9389
|  | 1.2 Crossarms | 0 | 0 | 0 | 0 | 0 | 1141.25 | 3660.8 | 6562.8585 | 8249.1255 | 8083.152 | 7828.5075 | 7582.162 | 38305.8055 | 0 | 0 | 0 | 0 | 0 | 1141.25 | 3723.8288 | 6775.5989 | 8689.2406 | 8682.6244 | 8586.408 | 8491.6545 | 41225.5264 | 1046.2116 | 3807.4424 | 7318.1057 | 8863.8949 | 8475.2041 | 8865.5235 | 8845.0846 | 42367.8128
|  | 2.1 Subtransmission Conductor | 0 | 0 | 0 | 0 | 0 | 939.3222 | 6770.048 | 6291.1394 | 7481.2538 | 910.4952 | 378.2254 | 387.6418 | 15448.7556 | 0 | 0 | 0 | 0 | 0 | 939.3222 | 6792.399 | 6423.1352 | 7850.7639 | 980.0321 | 418.228 | 439.5834 | 16111.7427 | 861.0995 | 6945.6255 | 6937.8998 | 8008.7356 | 956.6086 | 431.8031 | 457.8468 | 16792.894
|  | 2.2 Distribution Conductor | 0 | 0 | 0 | 0 | 0 | 4171.5 | 4183.5 | 4457.4 | 5261.1 | 5670.075 | 5826.825 | 5440.65 | 26656.05 | 0 | 0 | 0 | 0 | 0 | 4171.5 | 4197.3116 | 4550.9217 | 5520.9535 | 6103.1137 | 6443.0927 | 6169.6639 | 28787.7454 | 3824.1154 | 4291.9968 | 4915.6429 | 5632.0451 | 5957.2445 | 6652.2268 | 6425.9955 | 29583.1548
|  | 2.3 Low Voltage Conductor | 336.3396 | 0 | 25.867 | 195.0417 | 31.2917 | 0 | 0 | 2154.6 | 3902.22 | 4057.83 | 4297.23 | 4237.38 | 18649.26 | 315.9685 | 0 | 24.6456 | 188.7738 | 30.799 | 0 | 0 | 2199.8061 | 4094.9564 | 4367.7372 | 4751.7218 | 4805.1631 | 20219.3846 | 0 | 0 | 2376.1036 | 4177.3544 | 4263.3449 | 4905.9563 | 5004.8036 | 20727.5627
|  | 3.1 Subtransmission Cables | 70.4513 | 48.3929 | 211.4717 | 2183.0712 | 1328.8954 | 2702.6453 | 200 | 0 | 1896.048 | 2844.072 | 2708.64 | 4062.96 | 11511.72 | 66.1843 | 45.6139 | 201.4861 | 2112.9155 | 1307.9698 | 2702.6453 | 199.2879 | 0 | 1981.5583 | 3052.9008 | 2990.466 | 4601.6777 | 12626.6028 | 19.9404 | 6472.6966 | 0 | 11.5127 | 5032.0178 | 17.6183 | 7889.7253 | 12950.8742
|  | 3.2 Distribution Cables | 169.9692 | 154.3005 | 333.3117 | 486.5976 | 73.75 | 1034.7701 | 850.5 | 1577.4902 | 1683.0494 | 1788.6467 | 1829.0207 | 1175.7362 | 8053.9433 | 159.6747 | 145.4395 | 317.5729 | 470.9602 | 72.5887 | 1034.7701 | 819.1402 | 1522.8403 | 1646.9852 | 1768.9631 | 1829.139 | 1181.3611 | 7949.2887 | 948.5989 | 837.8807 | 1645.4746 | 1680.8152 | 1727.5689 | 1889.6476 | 1231.3372 | 8174.8435
|  | 3.3 Low Voltage Cables | 149.9779 | 317.8238 | 422.8967 | 281.4724 | 223.452 | 252 | 396.9801 | 284.5526 | 284.5526 | 284.5526 | 284.5525 | 284.5525 | 1422.7627 | 140.8942 | 299.5723 | 402.9278 | 272.4269 | 219.9334 | 252 | 392.7339 | 287.2314 | 296.1854 | 304.6839 | 313.8066 | 322.0811 | 1523.9883 | 231.0145 | 401.636 | 310.2729 | 302.1592 | 297.4107 | 323.9973 | 335.4661 | 1569.3062
|  | 4.1 Zone Substations | 446.4394 | 276.3702 | 965.5988 | 6149.7029 | 4283.4108 | 6166.4292 | 8752.3704 | 9970.6198 | 5485.3681 | 9742.9691 | 9913.5723 | 4737.7602 | 39850.2895 | 419.3999 | 260.4992 | 920.0039 | 5952.0745 | 4215.9616 | 6166.4292 | 8713.748 | 10008.6297 | 5562.1006 | 10072.5402 | 10413.5692 | 5071.2932 | 41128.1329 | 5652.9154 | 4938.9403 | 13532.5083 | 4313.6036 | 8769.8025 | 13545.284 | 4205.6926 | 44366.891
|  | 5.1 Ground Mounted Switchgear | 111.0613 | 112.6913 | 324.756 | 85.7051 | 0 | 1222.575 | 3097.575 | 2942.6962 | 3063.75 | 2964.1425 | 2992.5 | 1781.25 | 13744.3387 | 104.3347 | 106.2199 | 309.4212 | 82.9509 | 0 | 1222.575 | 3005.6698 | 2874.5111 | 3048.3124 | 2994.349 | 3070.7283 | 1844.0061 | 13831.9069 | 1120.7642 | 3074.2563 | 3105.7552 | 3110.6149 | 2923.893 | 3171.8016 | 1921.6544 | 14233.7192
|  | 5.2 Pole Mounted Fuses | 95.7244 | 38.5287 | 374.3685 | 173.8217 | 705.5609 | 75 | 215 | 171 | 194.75 | 209 | 223.25 | 232.75 | 1030.75 | 89.9266 | 36.3162 | 356.6911 | 168.2357 | 694.4507 | 75 | 218.7017 | 176.5431 | 205.1405 | 224.5001 | 244.8635 | 260.6687 | 1111.7159 | 68.7543 | 223.6124 | 190.6785 | 209.2638 | 219.137 | 252.8232 | 271.518 | 1143.4205
|  | 5.3 Pole Mounted Switches | 14.0651 | 0 | 129.2585 | 0 | 0 | 300.9895 | 382.2 | 513.95 | 513.95 | 513.95 | 513.95 | 513.95 | 2569.75 | 13.2132 | 0 | 123.155 | 0 | 0 | 300.9895 | 388.6363 | 530.5043 | 540.0137 | 549.8154 | 560.3291 | 571.0476 | 2751.7102 | 275.9244 | 397.3637 | 572.9813 | 550.8758 | 536.6936 | 578.5636 | 594.8422 | 2833.9565
|  | 5.4 Low Voltage Enclosures | 0 | 0 | 0 | 0 | 0 | 575 | 1415 | 1895.85 | 1964.9 | 1953.6 | 1753.05 | 1462.5 | 9029.9 | 0 | 0 | 0 | 0 | 0 | 575 | 1439.3624 | 1957.3055 | 2069.7332 | 2098.4852 | 1922.7679 | 1637.9292 | 9686.221 | 527.1165 | 1471.6813 | 2114.0225 | 2111.335 | 2048.3542 | 1985.2706 | 1706.1013 | 9965.0836
|  | 5.6 Ancillary Distribution Substation Equipment | 0 | 0 | 0 | 0 | 0 | 876.498 | 772.227 | 733.6156 | 1223.3881 | 1033.3881 | 1033.3881 | 1033.3881 | 5057.1682 | 0 | 0 | 0 | 0 | 0 | 876.498 | 785.5226 | 757.3964 | 1288.6595 | 1110.0275 | 1133.4335 | 1157.3447 | 5446.8616 | 803.507 | 803.1605 | 818.0394 | 1314.5616 | 1083.5099 | 1170.2776 | 1205.5144 | 5591.903
|  | 6.1 Ground Mounted Distribution Transformers | 353.9246 | 462.3377 | 365.2847 | 513.2545 | 143.1607 | 100.9166 | 217.6 | 310.08 | 310.08 | 310.08 | 310.08 | 361.76 | 1602.08 | 332.4885 | 435.7873 | 348.0362 | 496.7604 | 140.9064 | 100.9166 | 209.5766 | 299.3377 | 303.4356 | 306.6676 | 310.1 | 363.4907 | 1583.0318 | 92.5127 | 214.3714 | 323.4434 | 309.6684 | 299.4915 | 320.3583 | 378.8678 | 1631.8293
|  | 6.2 Pole Mounted Distribution Transformers | 279.8564 | 110.0348 | 19.5594 | 8.9176 | 182.7552 | 1358.95 | 1471.45 | 1029.1112 | 2211.0442 | 3420.2375 | 3704.8575 | 3827.74 | 14192.9905 | 262.9063 | 103.7159 | 18.6358 | 8.631 | 179.8774 | 1358.95 | 1417.1943 | 993.4592 | 2163.6662 | 3382.5986 | 3705.0969 | 3846.0526 | 14090.8736 | 1245.7825 | 1449.6173 | 1073.4624 | 2208.1091 | 3303.4449 | 3827.663 | 4008.7553 | 14421.4347
|  | 6.4 Mobile Distribution Substations and Generators | 0 | 0 | 0 | 0 | 0 | 37.761 | 0 | 0 | 0 | 0 | 0 | 0 | 0 | 0 | 0 | 0 | 0 | 0 | 37.761 | 0 | 0 | 0 | 0 | 0 | 0 |  | 34.6164 | 0 | 0 | 0 | 0 | 0 | 0
|  | 7.1 Protection | 1.6098 | 1.1058 | 4.8322 | 49.8838 | 2903.8833 | 1260 | 2360 | 2242 | 2242 | 1833.5 | 1254 | 1254 | 8825.5 | 1.5123 | 1.0423 | 4.604 | 48.2807 | 2858.1569 | 1260 | 2401.5227 | 2315.1376 | 2367.5372 | 1977.5078 | 1383.6452 | 1415.5247 | 9459.3524 | 8991.5502 | 2455.439 | 2500.5024 | 2415.0907 | 1930.2213 | 1428.574 | 1474.3739 | 9748.7622
|  | 7.2 DC Systems | 0 | 0 | 0 | 0 | 173.4315 | 300.2352 | 678.828 | 644.8866 | 719.9257 | 719.9257 | 782.1127 | 782.1122 | 3648.9628 | 0 | 0 | 0 | 0 | 170.7005 | 300.2352 | 690.7715 | 665.9238 | 760.2368 | 776.4705 | 862.9716 | 882.8541 | 3948.4569 | 275.2329 | 706.28 | 719.242 | 775.5066 | 757.9034 | 890.9935 | 919.558 | 4063.2035
|  | 7.3 Remote Terminal Units | 1299.7273 | 417.6533 | 7604.1566 | 1168.8119 | 3562.5344 | 0 | 0 | 79.8 | 79.8 | 219.45 | 279.3 | 299.25 | 957.6 | 1221.0068 | 393.669 | 7245.093 | 1131.2507 | 3506.4366 | 0 | 0 | 82.4032 | 84.2683 | 236.6862 | 308.1755 | 337.7957 | 1049.3288 | 0 | 0 | 89.0009 | 85.9609 | 231.0265 | 318.1824 | 351.8392 | 1076.0099
|  | Total asset replacement and renewal expenditure | 7984.1416 | 5846.439 | 19026.3761 | 52452.3804 | 40624.2471 | 36713.342 | 49776.0785 | 53375.6502 | 57037.7055 | 56294.6664 | 51613.0618 | 44576.143 | 262897.2269 | 7500.5665 | 5510.6993 | 18127.9623 | 50766.758 | 39984.5529 | 36713.342 | 49994.5086 | 54307.921 | 59293.1566 | 59447.3266 | 55500.3763 | 49131.7764 | 277680.5569 | 42291.3089 | 54438.3987 | 61382.1556 | 57117.9877 | 59020.6771 | 57031.6244 | 53200.1557 | 287752.6005
| less | Capital contributions funding asset replacement and renewal | 0 | 28.0132 | 36.3724 | 0.46494 | 21.7706 | 0 | 0 | 0 | 0 | 0 | 0 | 0 | 0 | 0 | 26.4045 | 34.6549 | 0.45 | 21.4278 | 0 | 0 | 0 | 0 | 0 | 0 | 0 | 0 | 0 | 0 | 0 | 0 | 0 | 0 | 0 | 0
|  | Total asset replacement and renewal less capital contributions | 7984.1416 | 5818.4257 | 18990.0037 | 52451.9154 | 40602.4765 | 36713.342 | 49776.0785 | 53375.6502 | 57037.7055 | 56294.6664 | 51613.0618 | 44576.143 | 262897.2269 | 7500.5665 | 5484.2948 | 18093.3074 | 50766.308 | 39963.1251 | 36713.342 | 49994.5086 | 54307.921 | 59293.1566 | 59447.3266 | 55500.3763 | 49131.7764 | 277680.5569 | 42291.3089 | 54438.3987 | 61382.1556 | 57117.9877 | 59020.6771 | 57031.6244 | 53200.1557 | 287752.6005
4d Asset relocations
Project or programme*
|  | 11 Asset relocations (net) | 2735.3538 | 2192.6495 | 2183.9924 | 1071.829 | 1401.8955 | 1242.2301 | 1917.144 | 1821.2868 | 1821.2868 | 1821.2868 | 1821.2868 | 1821.2901 | 9106.4371 | 2569.6817 | 2066.7337 | 2080.8656 | 1037.3845 | 1379.8204 | 1242.2301 | 1920.8619 | 1854.6498 | 1900.5831 | 1944.6361 | 1992.2775 | 2037.3074 | 9729.4538 | 1014.4299 | 2453.9583 | 2184.3217 | 1906.4201 | 1811.5187 | 1955.88 | 2000.3268 | 9858.4675
*include additional rows if needed
|  | Total asset relocations expenditure | 2735.3538 | 2192.6495 | 2183.9924 | 1071.829 | 1401.8955 | 1242.2301 | 1917.144 | 1821.2868 | 1821.2868 | 1821.2868 | 1821.2868 | 1821.2901 | 9106.4371 | 2569.6817 | 2066.7337 | 2080.8656 | 1037.3845 | 1379.8204 | 1242.2301 | 1920.8619 | 1854.6498 | 1900.5831 | 1944.6361 | 1992.2775 | 2037.3074 | 9729.4538 | 1014.4299 | 2453.9583 | 2184.3217 | 1906.4201 | 1811.5187 | 1955.88 | 2000.3268 | 9858.4675
| less | Capital contributions funding asset relocations | 886.9996 | 1083.7153 | 517.3343 | 276.9025 | 328.0778 | 402.4825 | 1150.2864 | 1092.7721 | 1092.7721 | 1092.7721 | 1092.7721 | 1092.7741 | 5463.8623 | 833.2767 | 1021.4815 | 492.9061 | 268.0039 | 322.9116 | 402.4825 | 1152.5171 | 1112.7899 | 1140.3498 | 1166.7816 | 1195.3665 | 1222.3844 | 5837.6723 | 244.1206 | 1667.7875 | 1382.8731 | 1130.4753 | 1051.8569 | 1132.5763 | 1151.1724 | 5848.9539
|  | Asset relocations less capital contributions | 1848.3542 | 1108.9342 | 1666.6581 | 794.9265 | 1073.8178 | 839.7475 | 766.8576 | 728.5147 | 728.5147 | 728.5147 | 728.5147 | 728.516 | 3642.5749 | 1736.405 | 1045.2522 | 1587.9595 | 769.3805 | 1056.9088 | 839.7475 | 768.3447 | 741.8599 | 760.2332 | 777.8544 | 796.911 | 814.9229 | 3891.7815 | 770.3093 | 786.1708 | 801.4487 | 775.9449 | 759.6618 | 823.3038 | 849.1544 | 4009.5135
4e Reliability, safety and environment:
4e1 Quality of supply
Project or programme*
|  | 12 Future Networks | 0 | 0 | 0 | 0 | 0 | 0 | 236.4533 | 435.1744 | 435.1744 | 214.32 | 214.32 | 0 | 1298.9888 | 0 | 0 | 0 | 0 | 0 | 0 | 240.3758 | 449.1317 | 456.4771 | 228.6504 | 232.7213 | 0 | 1366.9805 | 0 | 245.9526 | 485.2075 | 465.9111 | 223.3026 | 240.4371 | 0 | 1414.8583
|  | 13 RSE | 2068.8163 | 2047.0778 | 2238.5379 | 1756.0475 | 1929.5655 | 1157.4593 | 0 | 0 | 0 | 0 | 644.385 | 644.385 | 1288.77 | 1943.5144 | 1929.5216 | 2132.8355 | 1699.6147 | 1899.1813 | 1157.4593 | 0 | 0 | 0 | 0 | 705.3581 | 719.7778 | 1425.1359 | 1061.7497 | 0 | 0 | 0 | 0 | 728.7103 | 750.0126 | 1478.7229
*include additional rows if needed
|  | Total quality of supply expenditure | 2068.8163 | 2047.0778 | 2238.5379 | 1756.0475 | 1929.5655 | 1157.4593 | 236.4533 | 435.1744 | 435.1744 | 214.32 | 858.705 | 644.385 | 2587.7588 | 1943.5144 | 1929.5216 | 2132.8355 | 1699.6147 | 1899.1813 | 1157.4593 | 240.3758 | 449.1317 | 456.4771 | 228.6504 | 938.0793 | 719.7778 | 2792.1163 | 1061.7497 | 245.9526 | 485.2075 | 465.9111 | 223.3026 | 969.1475 | 750.0126 | 2893.5813
| less | Capital contributions funding quality of supply | 0 | 5.2622 | 41.8641 | 0 | 24.4346 | 0 | 0 | 0 | 0 | 0 | 0 | 0 | 0 | 0 | 4.96 | 39.8873 | 0 | 24.0498 | 0 | 0 | 0 | 0 | 0 | 0 | 0 | 0 | 0 | 0 | 0 | 0 | 0 | 0 | 0 | 0
|  | Quality of supply less capital contributions | 2068.8163 | 2041.8157 | 2196.6738 | 1756.0475 | 1905.1309 | 1157.4593 | 236.4533 | 435.1744 | 435.1744 | 214.32 | 858.705 | 644.385 | 2587.7588 | 1943.5144 | 1924.5616 | 2092.9482 | 1699.6147 | 1875.1315 | 1157.4593 | 240.3758 | 449.1317 | 456.4771 | 228.6504 | 938.0793 | 719.7778 | 2792.1163 | 1061.7497 | 245.9526 | 485.2075 | 465.9111 | 223.3026 | 969.1475 | 750.0126 | 2893.5813
4e2 Legislative and regulatory
Project or programme*
|  |  | 0 | 0 | 0 | 0 | 0 | 0 | 0 | 0 | 0 | 0 | 0 | 0 | 0 | 0 | 0 | 0 | 0 | 0 | 0 | 0 | 0 | 0 | 0 | 0 | 0 | 0 | 0 | 0 | 0 | 0 | 0 | 0 | 0 | 0
|  |  | 0 | 0 | 0 | 0 | 0 | 0 | 0 | 0 | 0 | 0 | 0 | 0 | 0 | 0 | 0 | 0 | 0 | 0 | 0 | 0 | 0 | 0 | 0 | 0 | 0 | 0 | 0 | 0 | 0 | 0 | 0 | 0 | 0 | 0
*include additional rows if needed
|  | Total legislative and regulatory expenditure | 0 | 0 | 0 | 0 | 0 | 0 | 0 | 0 | 0 | 0 | 0 | 0 | 0 | 0 | 0 | 0 | 0 | 0 | 0 | 0 | 0 | 0 | 0 | 0 | 0 | 0 | 0 | 0 | 0 | 0 | 0 | 0 | 0 | 0
| less | Capital contributions funding legislative and regulatory | 0 | 0 | 0 | 0 | 0 | 0 | 0 | 0 | 0 | 0 | 0 | 0 | 0 | 0 | 0 | 0 | 0 | 0 | 0 | 0 | 0 | 0 | 0 | 0 | 0 | 0 | 0 | 0 | 0 | 0 | 0 | 0 | 0 | 0
|  | Legislative and regulatory less capital contributions | 0 | 0 | 0 | 0 | 0 | 0 | 0 | 0 | 0 | 0 | 0 | 0 | 0 | 0 | 0 | 0 | 0 | 0 | 0 | 0 | 0 | 0 | 0 | 0 | 0 | 0 | 0 | 0 | 0 | 0 | 0 | 0 | 0 | 0
4e3 Other reliability, safety and environment
Project or programme*
|  |  | 0 | 0 | 0 | 0 | 0 | 0 | 0 | 0 | 0 | 0 | 0 | 0 | 0 | 0 | 0 | 0 | 0 | 0 | 0 | 0 | 0 | 0 | 0 | 0 | 0 | 0 | 0 | 0 | 0 | 0 | 0 | 0 | 0 | 0
|  |  | 0 | 0 | 0 | 0 | 0 | 0 | 0 | 0 | 0 | 0 | 0 | 0 | 0 | 0 | 0 | 0 | 0 | 0 | 0 | 0 | 0 | 0 | 0 | 0 | 0 | 0 | 0 | 0 | 0 | 0 | 0 | 0 | 0 | 0
*include additional rows if needed
|  | Total other reliability, safety and environment | 0 | 0 | 0 | 0 | 0 | 0 | 0 | 0 | 0 | 0 | 0 | 0 | 0 | 0 | 0 | 0 | 0 | 0 | 0 | 0 | 0 | 0 | 0 | 0 | 0 | 0 | 0 | 0 | 0 | 0 | 0 | 0 | 0 | 0
| less | Capital contributions funding other reliability, safety and environment | 0 | 0 | 0 | 0 | 0 | 0 | 0 | 0 | 0 | 0 | 0 | 0 | 0 | 0 | 0 | 0 | 0 | 0 | 0 | 0 | 0 | 0 | 0 | 0 | 0 | 0 | 0 | 0 | 0 | 0 | 0 | 0 | 0 | 0
|  | Other reliability, safety and environment less capital contributions | 0 | 0 | 0 | 0 | 0 | 0 | 0 | 0 | 0 | 0 | 0 | 0 | 0 | 0 | 0 | 0 | 0 | 0 | 0 | 0 | 0 | 0 | 0 | 0 | 0 | 0 | 0 | 0 | 0 | 0 | 0 | 0 | 0 | 0
4f Non-network assets
4f1 Routine non-network expenditure
Project or programme*
|  | 14 IT | 0 | 0 | 0 | 345.8535 | 294.5632 | 4489.0019 | 5005 | 5359.5 | 2090 | 1875.7262 | 1674.8721 | 1500 | 12500.0983 | 0 | 0 | 0 | 334.7391 | 289.9248 | 4489.0019 | 5088.0261 | 5531.3943 | 2192.31 | 2001.1453 | 1818.6748 | 1657.7876 | 13201.312 | 4329.8624 | 3335.1603 | 7838.6413 | 2233.6678 | 1962.2177 | 1875.5415 | 1727.4242 | 15637.4926
|  | 15 Facilities | 0 | 0 | 0 | 642.2994 | 358.9481 | 4125.6272 | 1231.9504 | 1019.1906 | 812.9451 | 865.3534 | 559.8403 | 559.8407 | 3817.1701 | 0 | 0 | 0 | 621.6583 | 353.2959 | 4125.6272 | 1252.3867 | 1051.8789 | 852.7405 | 923.2147 | 607.9076 | 618.7313 | 4054.473 | 3979.3697 | 1276.6762 | 1130.285 | 868.8274 | 905.2557 | 626.9158 | 644.7216 | 4176.0054
*include additional rows if needed
4f2 Non-network assets - atypical expenditure
Project or programme*
|  |  | 0 | 0 | 0 | 0 | 0 | 0 | 0 | 0 | 0 | 0 | 0 | 0 | 0 | 0 | 0 | 0 | 0 | 0 | 0 | 0 | 0 | 0 | 0 | 0 | 0 | 0 | 0 | 0 | 0 | 0 | 0 | 0 | 0 | 0
|  |  | 0 | 0 | 0 | 0 | 0 | 0 | 0 | 0 | 0 | 0 | 0 | 0 | 0 | 0 | 0 | 0 | 0 | 0 | 0 | 0 | 0 | 0 | 0 | 0 | 0 | 0 | 0 | 0 | 0 | 0 | 0 | 0 | 0 | 0
*include additional rows if needed
|  | Total atypical non-network | 0 | 0 | 0 | 0 | 0 | 0 | 0 | 0 | 0 | 0 | 0 | 0 | 0 | 0 | 0 | 0 | 0 | 0 | 0 | 0 | 0 | 0 | 0 | 0 | 0 | 0 | 0 | 0 | 0 | 0 | 0 | 0 | 0 | 0
|  | Total capex non-network assets | 0 | 0 | 0 | 988.1529 | 653.5113 | 8614.629 | 6236.9504 | 6378.6906 | 2902.9451 | 2741.0797 | 2234.7124 | 2059.8407 | 16317.2685 | 0 | 0 | 0 | 956.3973 | 643.2207 | 8614.629 | 6340.4128 | 6583.2732 | 3045.0505 | 2924.36 | 2426.5824 | 2276.5189 | 17255.785 | 8309.2321 | 4611.8365 | 8968.9263 | 3102.4951 | 2867.4734 | 2502.4573 | 2372.1458 | 19813.498
|  | Total capex network assets | 31042.1269 | 30809.2634 | 31631.6259 | 70610.4667 | 70387.9798 | 60714.4489 | 66259.8205 | 66417.6141 | 72382.3807 | 74843.2375 | 70030.4263 | 63328.44 | 347002.0986 | 29162 | 29040 | 30138 | 68341.3116 | 69279.6077 | 60714.4489 | 66354.2064 | 67424.3954 | 75127.1525 | 78910.2152 | 75188.9705 | 69493.5176 | 366144.2512 | 58268.3547 | 76120.2201 | 75486.5743 | 69106.9721 | 82783.9074 | 77758.3877 | 73436.5148 | 378572.3562
|  | Total capex network assets less capital contributions | 26321.7005 | 24322.476 | 27959.2377 | 65701.8224 | 66450.6942 | 51012.4577 | 59654.1093 | 61064.6043 | 67029.3709 | 67870.6484 | 62163.0327 | 54267.9708 | 312395.6272 | 24727.4754 | 22925.7251 | 26639.0197 | 63590.4127 | 65404.321 | 51012.4577 | 59832.6675 | 62071.1025 | 69655.4068 | 71650.9188 | 66832.2724 | 59712.2608 | 329921.9613 | 52383.7362 | 66683.0147 | 68833.9937 | 63682.6075 | 76239.6313 | 69840.6502 | 64225.0814 | 342821.9641
| Year |  | 2015 | 2016 | 2017 | 2018 | 2019 | 2020 | 2021 | 2022 | 2023 | 2024 | 2025 | 2026 |  | 2015 | 2016 | 2017 | 2018 | 2019 | 2020 | 2021 | 2022 | 2023 | 2024 | 2025 | 2026 |  | 2020 | 2021 | 2022 | 2023 | 2024 | 2025 | 2026
Error checks
|  | 4a check | 0 | 0 | 0 | 0 | 0 | 0 | 0 | 0 | 0 | 0 | 0 | 0 |  | 0 | 0 | 0 | 0 | 0 | 0 | 0 | 0 | 0 | 0 | 0 | 0 |  | 0 | 0 | 0 | 0 | 0 | 0 | 0
|  | 4b check | 0 | 0 | 0 | 0 | 0 | 0 | 0 | 0 | 0 | 0 | 0 | 0 |  | 0 | 0 | 0 | 0 | 0 | 0 | 0 | 0 | 0 | 0 | 0 | 0 |  | 0 | 0 | 0 | 0 | 0 | 0 | 0
|  | 4c check | 0 | 0 | 0 | 0 | 0 | 0 | 0 | 0 | 0 | 0 | 0 | 0 |  | 0 | 0 | 0 | 0 | 0 | 0 | 0 | 0 | 0 | 0 | 0 | 0 |  | 0 | 0 | 0 | 0 | 0 | 0 | 0
|  | 4d check | 0 | 0 | 0 | 0 | 0 | 0 | 0 | 0 | 0 | 0 | 0 | 0 |  | 0 | 0 | 0 | 0 | 0 | 0 | 0 | 0 | 0 | 0 | 0 | 0 |  | 0 | 0 | 0 | 0 | 0 | 0 | 0
|  | 4e check | 0 | 0 | 0 | 0 | 0 | 0 | 0 | 0 | 0 | 0 | 0 | 0 |  | 0 | 0 | 0 | 0 | 0 | 0 | 0 | 0 | 0 | 0 | 0 | 0 |  | 0 | 0 | 0 | 0 | 0 | 0 | 0
|  | 4f check | 0 | 0 | 0 | 0 | 0 | 0 | 0 | 0 | 0 | 0 | 0 | 0 |  | 0 | 0 | 0 | 0 | 0 | 0 | 0 | 0 | 0 | 0 | 0 | 0 |  | 0 | 0 | 0 | 0 | 0 | 0 | 0

## Sch E table 5
Table 5: Capex by asset categories
|  | Actual and forecast capex in constant prices $(000) | [12 empty] | Actual and forecast capex in nominal prices $(000) | [12 empty] | Forecast commissioned asset values in nominal terms $(000)
|  | Current period |  |  |  |  | Assessment Period |  | CPP Regulatory Period |  |  |  |  | Total CPP period | Current period |  |  |  |  | Assessment Period |  | CPP Regulatory Period |  |  |  |  | Total CPP Period | Assessment Period |  | CPP Regulatory Period |  |  |  |  | Total CPP Period
|  | CY-4 | CY-3 | CY-2 | CY-1 | CY0 | CA | CA+1 | Year 1 | Year 2 | Year 3 | Year 4 | Year 5 |  | CY-4 | CY-3 | CY-2 | CY-1 | CY0 | CA | CA+1 | Year 1 | Year 2 | Year 3 | Year 4 | Year 5 |  | CA | CA+1 | Year 1 | Year 2 | Year 3 | Year 4 | Year 5
5a System Growth
| Subtransmission lines | 0 | 262.5789 | 2.0991 | 115.7188 | 770.2285 | 0 | 531.2 | 0 | 3112.4618 | 1171.301 | 0 | 0 | 4283.7628 | 0 | 247.5 | 2 | 112 | 758.1 | 0 | 532.9537 | 0 | 3266.1909 | 1260.7563 | 0 | 0 | 4526.9472 | 0 | 0 | 0 | 0 | 5205.4958 | 0 | 0 | 5205.4958
| Subtransmission cables | 0 | 262.5789 | 2.0991 | 115.7188 | 770.2285 | 0 | 431.4 | 0 | 599.9926 | 225.793 | 0 | 0 | 825.7856 | 0 | 247.5 | 2 | 112 | 758.1 | 0 | 429.8639 | 0 | 627.0519 | 242.372 | 0 | 0 | 869.4239 | 0 | 0 | 0 | 0 | 1363.439 | 0 | 0 | 1363.439
| Zone substations | 7082.9954 | 6996.8007 | 24.1399 | 5.166 | 5172.5471 | 3366.9284 | 1394.5591 | 846.0955 | 59.8782 | 2928.7722 | 1480.8016 | 30.0713 | 5345.6188 | 6654 | 6595 | 23 | 5 | 5091.097 | 3366.9284 | 1403.9091 | 860.4066 | 60.9423 | 3093.5195 | 1597.3003 | 33.9447 | 5646.1134 | 64.2161 | 4603.9013 | 31.6171 | 24.1201 | 3220.3701 | 2709.0597 | 35.3706 | 6020.5375
| Distribution and LV lines | 133.059 | 430.7356 | 86.0639 | 42.3613 | 21.8338 | 1607.6037 | 1191.3657 | 1162.013 | 917.5242 | 940.4623 | 1204.2505 | 1232.9233 | 5457.1733 | 125 | 406 | 82 | 41 | 21.49 | 1607.6037 | 1204.1949 | 1193.5232 | 964.7924 | 1011.1729 | 1325.8327 | 1388.8376 | 5884.1587 | 1474.6719 | 1232.1329 | 1289.391 | 984.7316 | 987.5234 | 1369.7428 | 1447.1767 | 6078.5656
| Distribution and LV cables | 45.7723 | 965.4418 | 111.2533 | 403.9825 | 1168.9114 | 1176.2954 | 871.731 | 850.2534 | 671.3592 | 688.1431 | 881.1589 | 902.139 | 3993.0536 | 43 | 910 | 106 | 391 | 1150.505 | 1176.2954 | 868.8161 | 863.3758 | 701.6329 | 738.5647 | 972.5556 | 1021.3332 | 4297.4621 | 1079.0282 | 888.9732 | 932.7251 | 716.1334 | 721.2911 | 1004.7655 | 1064.2351 | 4439.1501
| Distribution substations and transformers | 36.192 | 178.2354 | 0 | 154.9805 | 109.167 | 509.728 | 377.7501 | 368.4432 | 290.9223 | 298.1954 | 381.8355 | 390.9269 | 1730.3232 | 34 | 168 | 0 | 150 | 107.448 | 509.728 | 363.8216 | 355.679 | 284.6884 | 294.9138 | 381.8602 | 392.7972 | 1709.9386 | 467.5789 | 372.2625 | 384.2483 | 290.5721 | 288.0163 | 394.507 | 409.2969 | 1766.6406
| Distribution switchgear | 41.5144 | 246.1346 | 3.1487 | 363.6876 | 181.944 | 568.5428 | 421.3367 | 410.9558 | 324.4903 | 332.6025 | 425.8935 | 436.0338 | 1929.9759 | 39 | 232 | 3 | 352 | 179.079 | 568.5428 | 427.7795 | 423.3134 | 340.8281 | 356.0582 | 465.2542 | 485.9838 | 2071.4377 | 521.5303 | 437.7042 | 457.3154 | 347.872 | 347.7306 | 480.6628 | 506.3979 | 2139.9788
| Other network assets | 3.1934 | 184.601 | 54.5771 | 5351.9929 | 192.0979 | 21.2257 | 18.4275 | 47.3455 | 11.1893 | 127.9999 | 72.3969 | 15.0357 | 273.9672 | 3 | 174 | 52 | 5180 | 189.073 | 21.2257 | 18.7517 | 48.89 | 11.8158 | 138.0533 | 79.8817 | 16.9724 | 295.6132 | 19.4706 | 15.1275 | 15.8086 | 12.06 | 135.442 | 125.4989 | 17.6853 | 306.4948
| System growth expenditure | 7342.7265 | 9527.1069 | 283.3811 | 6553.6083 | 8386.9582 | 7250.3239 | 5237.77 | 3685.1064 | 5987.8178 | 6713.2693 | 4446.3368 | 3007.13 | 23839.6605 | 6898 | 8980 | 270 | 6343 | 8254.892 | 7250.3239 | 5250.0905 | 3745.1879 | 6257.9427 | 7135.4108 | 4822.6846 | 3339.8688 | 25301.0948 | 3626.4959 | 7550.1016 | 3111.1055 | 2375.4892 | 12269.3083 | 6084.2367 | 3480.1625 | 27320.3021
Less | Capital contributions funding system growth | 18.096 | 23.3404 | 28.3381 | 0 | 0 | 0 | 0 | 0 | 0 | 0 | 0 | 0 | 0 | 17 | 22 | 27 | 0 | 0 | 0 | 0 | 0 | 0 | 0 | 0 | 0 | 0 | 0 | 0 | 0 | 0 | 0 | 0 | 0 | 0
| System growth less capital contributions | 7324.6305 | 9503.7666 | 255.043 | 6553.6083 | 8386.9582 | 7250.3239 | 5237.77 | 3685.1064 | 5987.8178 | 6713.2693 | 4446.3368 | 3007.13 | 23839.6605 | 6881 | 8958 | 243 | 6343 | 8254.892 | 7250.3239 | 5250.0905 | 3745.1879 | 6257.9427 | 7135.4108 | 4822.6846 | 3339.8688 | 25301.0948 | 3626.4959 | 7550.1016 | 3111.1055 | 2375.4892 | 12269.3083 | 6084.2367 | 3480.1625 | 27320.3021
5b Asset Replacement and Renewal
| Subtransmission lines | 334.2441 | 60.4727 | 1375.9726 | 2000.2815 | 2348.157 | 939.3222 | 6770.048 | 6291.1394 | 7481.2538 | 910.4952 | 378.2254 | 387.6418 | 15448.7556 | 314 | 57 | 1311 | 1936 | 2311.1815 | 939.3222 | 6792.399 | 6423.1352 | 7850.7639 | 980.0321 | 418.228 | 439.5834 | 16111.7427 | 991.9086 | 6949.9868 | 6939.0634 | 8013.0145 | 957.111 | 432.0792 | 458.0485 | 16799.3165
| Subtransmission cables | 334.2441 | 60.4727 | 1375.9726 | 2000.2815 | 2348.157 | 2702.6453 | 552.758 | 401.9469 | 2181.048 | 2998.124 | 2941.428 | 4245.0617 | 12767.6086 | 314 | 57 | 1311 | 1936 | 2311.1815 | 2702.6453 | 557.0232 | 412.9689 | 2281.7639 | 3218.3342 | 3246.7877 | 4806.7238 | 13966.5785 | 0 | 6785.0592 | 500.5799 | 306.4099 | 5133.1942 | 330.4532 | 8002.6671 | 14273.3042
| Zone substations | 1581.8051 | 406.3343 | 897.3734 | 7718.0284 | 11995.6173 | 7726.6644 | 11172.0966 | 12168.9837 | 8241.7689 | 11457.9932 | 11054.0725 | 6478.8917 | 49401.7099 | 1486 | 383 | 855 | 7470 | 11806.727 | 7726.6644 | 11193.1877 | 12297.8517 | 8478.0404 | 11946.1888 | 11700.2789 | 7039.8247 | 51462.1846 | 7087.751 | 7763.7703 | 15678.5796 | 7491.4062 | 10726.2927 | 14546.1626 | 6365.4086 | 54807.8498
| Distribution and LV lines | 4494.2 | 4037.8807 | 5362.1998 | 33083.1687 | 19580.6803 | 19510.25 | 22196.3 | 24688.8585 | 27683.8455 | 27546.657 | 23652.5625 | 22378.792 | 125950.7155 | 4222 | 3806 | 5109 | 32020 | 19272.351 | 19510.25 | 22520.2418 | 25413.5623 | 29124.5598 | 29611.0986 | 26033.056 | 25199.0657 | 135381.3425 | 21023.1597 | 24062.2192 | 27454.8666 | 29726.4727 | 28918.5494 | 26895.2409 | 26257.5718 | 139252.7013
| Distribution and LV cables | 331.0507 | 361.7754 | 926.7611 | 1243.9767 | 2482.4888 | 827 | 1907.2039 | 2310.0194 | 2302.4454 | 2466.6541 | 2303.631 | 1826.8526 | 11209.6026 | 311 | 341 | 883 | 1204 | 2443.398 | 827 | 1926.981 | 2376.1304 | 2421.3014 | 2648.4486 | 2530.2824 | 2050.3912 | 12026.554 | 758.6159 | 1912.0708 | 2627.3272 | 2414.8146 | 2533.941 | 2706.2553 | 2125.6412 | 12407.9793
| Distribution substations and transformers | 655.7146 | 590.9353 | 417.7247 | 2992.1567 | 580.6543 | 3408.8957 | 3119.297 | 3462.1211 | 5168.5539 | 6582.9804 | 6946.9624 | 6333.9483 | 28494.566 | 616 | 557 | 398 | 2896 | 571.511 | 3408.8957 | 3029.824 | 3372.2648 | 5127.976 | 6590.4569 | 7038.1988 | 6472.3228 | 28601.2193 | 3127.0161 | 3057.0723 | 3686.7023 | 5207.9944 | 6399.896 | 7324.4192 | 6757.6568 | 29376.6687
| Distribution switchgear | 205.4431 | 155.956 | 898.423 | 1813.2717 | 553.5648 | 1598.5645 | 3867.275 | 3777.2712 | 3815.2 | 3850.9675 | 3879.325 | 2527.95 | 17850.7137 | 193 | 147 | 856 | 1755 | 544.848 | 1598.5645 | 3780.3897 | 3727.7166 | 3836.0012 | 3934.2095 | 4029.4573 | 2675.7224 | 18203.107 | 1466.3801 | 3801.0802 | 4094.9663 | 3871.8656 | 3822.9795 | 4229.9908 | 2788.1182 | 18807.9204
| Other network assets | 47.9012 | 172.9308 | 7771.9885 | 1601.4651 | 734.9276 | 0 | 191.1 | 275.31 | 163.59 | 480.795 | 456.855 | 397.005 | 1773.555 | 45 | 163 | 7405 | 1550 | 723.355 | 0 | 194.4623 | 284.2911 | 172.75 | 518.5579 | 504.0871 | 448.1422 | 1927.8282 | 7836.4776 | 107.1398 | 400.0703 | 86.0098 | 528.7133 | 567.0233 | 445.0434 | 2026.8602
| Total asset replacement and renewal expenditure | 7984.603 | 5846.7579 | 19026.4156 | 52452.6305 | 40624.2472 | 36713.342 | 49776.0785 | 53375.6502 | 57037.7055 | 56294.6664 | 51613.0618 | 44576.143 | 262897.2269 | 7501 | 5511 | 18128 | 50767 | 39984.553 | 36713.342 | 49994.5086 | 54307.921 | 59293.1566 | 59447.3266 | 55500.3763 | 49131.7764 | 277680.5569 | 42291.3089 | 54438.3987 | 61382.1556 | 57117.9877 | 59020.6771 | 57031.6244 | 53200.1557 | 287752.6005
Less | Capital contributions funding asset replacement and renewal | 0 | 27.5841 | 27.2885 | 0 | 21.7708 | 0 | 0 | 0 | 0 | 0 | 0 | 0 | 0 | 0 | 26 | 26 | 0 | 21.428 | 0 | 0 | 0 | 0 | 0 | 0 | 0 | 0 | 0 | 0 | 0 | 0 | 0 | 0 | 0 | 0
| Total asset replacement and renewal less capital contributions | 7984.603 | 5819.1739 | 18999.1271 | 52452.6305 | 40602.4764 | 36713.342 | 49776.0785 | 53375.6502 | 57037.7055 | 56294.6664 | 51613.0618 | 44576.143 | 262897.2269 | 7501 | 5485 | 18102 | 50767 | 39963.125 | 36713.342 | 49994.5086 | 54307.921 | 59293.1566 | 59447.3266 | 55500.3763 | 49131.7764 | 277680.5569 | 42291.3089 | 54438.3987 | 61382.1556 | 57117.9877 | 59020.6771 | 57031.6244 | 53200.1557 | 287752.6005
| 5a check | 0 | 0 | 0 | 0 | 0 | 0 | 0 | 0 | 0 | 0 | 0 | 0 |  | 0 | 0 | 0 | 0 | 0 | 0 | 0 | 0 | 0 | 0 | 0 | 0 |  | 0 | 0 | 0 | 0 | 0 | 0 | 0
| 5b check | 0 | 0 | 0 | 0 | 0 | 0 | 0 | 0 | 0 | 0 | 0 | 0 |  | 0 | 0 | 0 | 0 | 0 | 0 | 0 | 0 | 0 | 0 | 0 | 0 |  | 0 | 0 | 0 | 0 | 0 | 0 | 0

## Sch E table 6
Table 6: Opex projects and programmes
Adjust the column widths as required |  |  |  | Actual and forecast opex in constant prices $(000) | [12 empty] | Actual and forecast opex in nominal prices (($000)
|  | Project reference | Project/programme name | Current period |  |  |  |  | Assessment Period |  | CPP Regulatory Period |  |  |  |  | Total CPP Period | Current period |  |  |  |  | Assessment Period |  | CPP Regulatory Period |  |  |  |  | Total CPP Period
|  |  |  | CY-4 | CY-3 | CY-2 | CY-1 | CY0 | CA | CA+1 | Year 1 | Year 2 | Year 3 | Year 4 | Year 5 |  | CY-4 | CY-3 | CY-2 | CY-1 | CY0 | CA | CA+1 | Year 1 | Year 2 | Year 3 | Year 4 | Year 5
6a | Service interruptions and emergencies
|  |  | 18 Reactive Maintenance | 4380.3015 | 4408.1436 | 5912.169 | 4392.1471 | 4873.745 | 3950.9435 | 4682.5177 | 4627.6204 | 4585.7284 | 4506.0119 | 4440.1206 | 4343.6626 | 22503.144 | 4115 | 4155 | 5633 | 4251 | 4797 | 3950.9435 | 4752.9893 | 4778.0729 | 4812.9636 | 4822.022 | 4857.1197 | 4857.279 | 24127.4572
|  |  | Total Service interruptions and emergencies | 4380.3015 | 4408.1436 | 5912.169 | 4392.1471 | 4873.745 | 3950.9435 | 4682.5177 | 4627.6204 | 4585.7284 | 4506.0119 | 4440.1206 | 4343.6626 | 22503.144 | 4115 | 4155 | 5633 | 4251 | 4797 | 3950.9435 | 4752.9893 | 4778.0729 | 4812.9636 | 4822.022 | 4857.1197 | 4857.279 | 24127.4572
6b: | Vegetation management
|  |  | 19 Vegetation | 3852.3235 | 5566.6737 | 3882.3208 | 5700.1824 | 5754.6157 | 5579.5091 | 4020 | 5401.3213 | 5007.8015 | 3669.7333 | 3599.8011 | 3507.1012 | 21185.7584 | 3619 | 5247 | 3699 | 5517 | 5664 | 5579.5091 | 4080.5008 | 5576.9283 | 5255.9515 | 3927.0945 | 3937.8806 | 3921.7984 | 22619.6532
|  |  | Total Vegetation management | 3852.3235 | 5566.6737 | 3882.3208 | 5700.1824 | 5754.6157 | 5579.5091 | 4020 | 5401.3213 | 5007.8015 | 3669.7333 | 3599.8011 | 3507.1012 | 21185.7584 | 3619 | 5247 | 3699 | 5517 | 5664 | 5579.5091 | 4080.5008 | 5576.9283 | 5255.9515 | 3927.0945 | 3937.8806 | 3921.7984 | 22619.6532
6c | Routine and corrective maintenance and inspection
|  |  | 16 Preventive Maintenance | 3499.3348 | 4526.9586 | 5009.3369 | 4718.1148 | 4544.1421 | 4907.013 | 5618.5635 | 6499.7755 | 5998.1913 | 6458.9569 | 5604.2795 | 5970.2501 | 30531.4533 | 3287.3907 | 4266.9919 | 4772.7991 | 4566.4924 | 4472.5872 | 4907.013 | 5698.4795 | 6703.6025 | 6280.44 | 6891.3903 | 6107.5639 | 6645.8591 | 32628.8558
|  |  | 17 Corrective Maintenance | 800.0669 | 888.0028 | 1739.3311 | 1256.8997 | 1485.8092 | 2668.588 | 3216.5953 | 3716.7756 | 3664.4659 | 3283.0356 | 3176.9926 | 2795.6469 | 16636.9165 | 751.6093 | 837.0081 | 1657.2009 | 1216.5076 | 1462.4128 | 2668.588 | 3262.3468 | 3833.3303 | 3836.8997 | 3502.838 | 3462.2979 | 3112.0095 | 17747.3754
|  |  | Total Routine and corrective maintenance and inspection | 4299.4016 | 5414.9614 | 6748.6679 | 5975.0145 | 6029.9513 | 7575.601 | 8835.1587 | 10216.5512 | 9662.6571 | 9741.9925 | 8781.2721 | 8765.897 | 47168.3699 | 4039 | 5104 | 6430 | 5783 | 5935 | 7575.601 | 8960.8263 | 10536.9328 | 10117.3397 | 10394.2283 | 9569.8618 | 9757.8687 | 50376.2312
6d | Asset replacement and renewal
|  |  | 17 Corrective Maintenance | 619.5226 | 948.467 | 292.8271 | 657.1173 | 357.6315 | 0 | 0 | 0 | 0 | 0 | 0 | 0 | 0 | 582 | 894 | 279 | 636 | 352 | 0 | 0 | 0 | 0 | 0 | 0 | 0 | 0
|  |  | Total Asset replacement and renewal | 619.5226 | 948.467 | 292.8271 | 657.1173 | 357.6315 | 0 | 0 | 0 | 0 | 0 | 0 | 0 | 0 | 582 | 894 | 279 | 636 | 352 | 0 | 0 | 0 | 0 | 0 | 0 | 0 | 0
|  |  | Total network opex | 13151.5492 | 16338.2458 | 16835.9848 | 16724.4614 | 17015.9434 | 17106.0536 | 17537.6764 | 20245.4929 | 19256.187 | 17917.7377 | 16821.1938 | 16616.6608 | 90857.2723 | 12355 | 15400 | 16041 | 16187 | 16748 | 17106.0536 | 17794.3164 | 20891.9339 | 20186.2548 | 19143.3448 | 18364.8622 | 18536.946 | 97123.3417
|  |  | 6 check | 0 | 0 | 0 | 0 | 0 | 0 | 0 | 0 | 0 | 0 | 0 | 0 |  | 0 | 0 | 0 | 0 | 0 | 0 | 0 | 0 | 0 | 0 | 0 | 0

## Sch E table 7
Table 7: Non-network opex
|  |  |  | Actual and forecast opex in constant prices $(000) | [12 empty] | Actual and forecast opex in nominal prices $(000)
|  | Project reference | Project/programme name | Current period |  |  |  |  | Assessment Period |  | CPP Regulatory Period | [5 empty] | Current period |  |  |  |  | Assessment Period |  | CPP Regulatory Period
|  |  |  | CY-4 | CY-3 | CY-2 | CY-1 | CY0 | CA | CA+1 | Year 1 | Year 2 | Year 3 | Year 4 | Year 5 | Total CPP Period | CY-4 | CY-3 | CY-2 | CY-1 | CY0 | CA | CA+1 | Year 1 | Year 2 | Year 3 | Year 4 | Year 5 | Total CPP Period
7a | System operations and network support
|  |  | 20 SONS | 4105.5473 | 3971.3879 | 4058.1619 | 11037.0052 | 13038.1869 | 15037.2036 | 15739.8534 | 15282.8939 | 13971.2111 | 13335.7487 | 12715.1953 | 11723.7273 | 67028.7763 | 3856.8868 | 3743.3256 | 3866.538 | 10682.3173 | 12832.8796 | 15037.2036 | 16007.5793 | 15821.504 | 14747.149 | 14366.5322 | 14024.2217 | 13241.4769 | 72200.8838
|  |  | 25 Upper Clutha DER Solution | 0 | 0 | 0 | 0 | 0 | 0 | 0 | 264.7767 | 593.5918 | 581.522 | 698.9999 | 862.42 | 3001.3104 | [5 empty] | 0 | 0 | 273.9955 | 625.9704 | 626.0028 | 770.3966 | 973.1632 | 3269.5285
|  |  | Total System operations and network support | 4105.5473 | 3971.3879 | 4058.1619 | 11037.0052 | 13038.1869 | 15037.2036 | 15739.8534 | 15547.6706 | 14564.8029 | 13917.2707 | 13414.1952 | 12586.1473 | 70030.0867 | 3856.8868 | 3743.3256 | 3866.538 | 10682.3173 | 12832.8796 | 15037.2036 | 16007.5793 | 16095.4996 | 15373.1193 | 14992.535 | 14794.6183 | 14214.6401 | 75470.4123
7b | Business support
|  |  | 21 People Costs | 522.5333 | 163.3889 | 159.5612 | 3674.6275 | 7660.0899 | 9761.3572 | 8445.8178 | 7772.2536 | 7700.6276 | 7035.7796 | 6434.0413 | 6276.5551 | 35219.2572 | 490.885 | 154.006 | 152.0268 | 3556.5388 | 7539.4695 | 9761.3572 | 8586.8856 | 8042.863 | 8120.672 | 7573.9492 | 7091.2229 | 7082.5262 | 37911.2332
|  |  | 22 IT Opex | 0 | 56.5681 | 862.9376 | 869.6914 | 1656.7499 | 2349.1587 | 3064.6587 | 3465.3138 | 3304.4963 | 3477.4963 | 3418.1835 | 3366.6835 | 17032.1734 | 0 | 53.3196 | 822.1902 | 841.7428 | 1630.6617 | 2349.1587 | 3115.8467 | 3585.9669 | 3484.746 | 3743.4914 | 3767.3213 | 3798.9985 | 18380.5241
|  |  | 23 Premises and Plant | 619.038 | 561.0719 | 732.331 | 780.6627 | 753.4289 | 148.0091 | 237.7209 | 278.6461 | 294.8971 | 296.6916 | 504.1978 | 522.2402 | 1896.6728 | 581.5448 | 528.8516 | 697.7508 | 755.5752 | 741.5649 | 148.0091 | 239.9234 | 285.4569 | 304.3555 | 310.8948 | 537.0352 | 565.4129 | 2003.1553
|  |  | 24 Administration and Governance | 4786.6847 | 5603.092 | 6164.4829 | 4394.9772 | 3306.7766 | 2836.8889 | 2847.868 | 3032.479 | 3133.7627 | 3141.1058 | 3113.6551 | 3138.9123 | 15559.915 | 4496.7698 | 5281.3269 | 5873.3998 | 4253.7391 | 3254.7061 | 2836.8889 | 2874.2545 | 3106.6004 | 3234.273 | 3291.4771 | 3316.4415 | 3398.4007 | 16347.1927
|  |  | Total Business support | 5928.256 | 6384.1209 | 7919.3127 | 9719.9588 | 13377.0454 | 15095.4139 | 14596.0654 | 14548.6925 | 14433.7837 | 13951.0733 | 13470.0777 | 13304.3911 | 69708.0183 | 5569.1996 | 6017.5042 | 7545.3676 | 9407.5959 | 13166.4022 | 15095.4139 | 14816.9103 | 15020.8872 | 15144.0465 | 14919.8125 | 14712.0209 | 14845.3382 | 74642.1053
|  |  | Total non network opex | 10033.8033 | 10355.5088 | 11977.4746 | 20756.964 | 26415.2322 | 30132.6175 | 30335.9188 | 30096.3631 | 28998.5866 | 27868.344 | 26884.2728 | 25890.5384 | 139738.1049 | 9426.0865 | 9760.8298 | 11411.9056 | 20089.9132 | 25999.2818 | 30132.6175 | 30824.4896 | 31116.3868 | 30517.1658 | 29912.3476 | 29506.6392 | 29059.9783 | 150112.5176
|  |  | 7 check | 0 | 0 | 0 | 0 | 0 | 0 | 0 | 0 | 0 | 0 | 0 | 0 |  | 0 | 0 | 0 | 0 | 0 | 0 | 0 | 0 | 0 | 0 | 0 | 0

## Sch E table 8
Table 8: Aggregate forecast commissioned assets by asset categories
Applicant may disaggregate other assets by asset types
Forecast amounts should be net after adjustments for any capital contributions and related party transactions.
Asset category | Forecast commissioned asset values in nominal terms $(000)
| Assessment Period |  | CPP Regulatory Period |  |  |  |  | Total CPP Period
| CA | CA+1 | Year 1 | Year 2 | Year 3 | Year 4 | Year 5
Subtransmission lines | 1042.3995 | 7001.4877 | 6991.1183 | 8063.2987 | 6212.4366 | 486.4048 | 514.6265 | 22267.885
Subtransmission cables | 46.085 | 6826.0347 | 538.5248 | 343.3135 | 6539.4976 | 381.0567 | 8060.4957 | 15862.8883
Zone substations | 7269.3039 | 12460.4947 | 15787.4414 | 7589.965 | 14046.6713 | 17379.3419 | 6550.0159 | 61353.4355
Distribution and LV lines | 23024.0952 | 25766.8105 | 29177.4047 | 31129.3533 | 30394.276 | 28840.6746 | 28363.7374 | 147905.4461
Distribution and LV cables | 3965.3731 | 4579.3324 | 5121.7418 | 4649.636 | 5177.7788 | 6061.1162 | 5977.3046 | 26987.5775
Distribution substations and transformers | 5348.6273 | 4794.4255 | 5206.2091 | 6585.8182 | 8124.9404 | 9484.0201 | 9263.5658 | 38664.5535
Distribution switchgear | 3829.1102 | 4883.9285 | 5108.5579 | 4755.4087 | 4854.1103 | 6272.0301 | 5028.9191 | 26019.0261
Other network assets | 7858.7419 | 370.5007 | 902.9955 | 565.8142 | 889.9202 | 936.0056 | 466.4165 | 3761.1521
Non-network assets | 8309.2321 | 4611.8365 | 8968.9263 | 3102.4951 | 2867.4734 | 2502.4573 | 2372.1458 | 19813.498
Total forecast commissioned assets | 60692.9682 | 71294.8512 | 77802.92 | 66785.1027 | 79107.1047 | 72343.1075 | 66597.2273 | 362635.4621
8 check | 0 | 0 | 0 | 0 | 0 | 0 | 0

## Sch E table 9
Table 9: Cost escalation factors
Supplier must provide inflation and other factors used to convert real prices into nominal prices.
Supplier may modify this table to suit its processes
Escalator name and description | Current Period |  |  |  |  | Assessment Period |  | CPP Regulatory Period
| CY-4 | CY-3 | CY-2 | CY-1 | CY0 | CA | CA+1 | Year 1 | Year 2 | Year 3 | Year 4 | Year 5
Historical capital expenditure
CPI series | 0% | 0.3343% | 1.083% | 1.583% | 1.693%
Forecast capital expenditure
Labour | [5 empty] | 2.197% | 1.785% | 1.465% | 2.42% | 2.241% | 2.432% | 2.432%
Cables | [5 empty] | -0.3065% | -5.351% | 2.948% | 4.226% | 3.85% | 3.858% | 2.947%
Conductor | [5 empty] | -0.7441% | -5.488% | 3.042% | 4.32% | 3.944% | 3.952% | 3.04%
Transformers | [5 empty] | 14.2% | -5.055% | -0.09926% | 1.083% | 0.7407% | 0.7517% | -0.08598%
Switchgear | [5 empty] | 11.59% | -4.155% | 0.4586% | 1.705% | 1.339% | 1.347% | 0.46%
Other | [5 empty] | 2.868% | 1.659% | 1.523% | 1.635% | 1.708% | 1.78% | 1.78%
Historical operating expenditure
CPI series | 0% | 0.3343% | 1.083% | 1.583% | 1.693%
Forecast operating expenditure
LCI - All sectors | [5 empty] | 2.532% | 1.753% | 1.812% | 2.034% | 2.141% | 2.462% | 2.462%
LCI - Electricity, gas, and water | [5 empty] | 2.027% | 2.472% | 2.026% | 2.426% | 2.69% | 2.144% | 2.002%
LCI - Professional and technical | [5 empty] | 2.109% | 2.464% | 2.017% | 2.417% | 2.682% | 2.135% | 1.993%
PPI - Inputs | [5 empty] | 1.216% | 0.9265% | 1.504% | 0.7449% | 1.531% | 1.647% | 1.647%
PPI-O Heavy and civil engineering | [5 empty] | 3.769% | 3.935% | 3.458% | 3.358% | 3.067% | 3.141% | 3.15%
PPI-O Professional services | [5 empty] | 2.84% | 2.823% | 2.35% | 2.25% | 1.962% | 2.036% | 2.044%