## CoverSheet
Gas Distribution Information Disclosure
Information Disclosed
for
Schedules 1–12c
Compendium of completed Gas Distribution Business ID Schedule 1–12c templates
Version 1. Prepared 30 June 2015

## Description
Description
This Excel file has been assembled by the Commerce Commission. It is a compendium of the completed GDB ID Schedule 1–12b templates provided to the Commission as at 24 June 2015 by GasNet Ltd, Powerco Ltd, and by Vector Ltd in respect of its gas distribution services. The disclosure requirements are set out in the Gas Distribution Information Disclosure Determination 2012 (the Determination).
The compendium comprises:
● Schedule 3, 5b, & 8 transitional disclosures for DY2012
● Schedule 5e transitional disclosures for DY2010, DY2011, & DY2012
● Schedule 5h transitional disclosures for the period DY2010–DY2012
● Schedule 1–10 disclosures for DY2013, DY2014
● Schedule 11–12c disclosures for periods 2013–2023 & 2014–2024
Worksheet names are assigned using the following conventions:
● GasNet Ltd is denoted GasNet. Powerco Ltd is denoted Powerco. Vector Ltd is denoted VectorGDB.
● DY2012 refers to the year ending 30 September 2012 for Powerco and 30 June 2012 for GasNet and VectorGDB. Other disclosure years are similarly named. This is consistent with the definition of 'Disclosure Year' in clause 1.4.3 of the Gas Distribution Information Disclosure Determination 2012.
● AMP2012 refers to the planning periods commencing 1 October 2012 for Powerco and 1 July 2012 for GasNet and VectorGDB. Other asset management planning periods are similarly named.
● Some schedules require that suppliers with sub-networks (Vector GDB and Powerco) additionally disclose information in respect of each sub-network. 'Central' denotes Powerco's services in the Wellington, Hutt Valley and Porirua region ; 'Lower.' denotes Powerco's services in the rest of New Zealand; 'Akl' denotes Vector GDB's services in the Auckland region; 'NI' denotes Vector GDB's services in the rest of New Zealand; 'Total' denotes a company's total distribution services.
● Templates are identified by the schedule number in the Gas Distribution Information Disclosure Determination 2012 (and also in the disclosure templates).
Excel data
The compendium contains only information that is required in Excel format. As such, it does not contain the relevant descriptive information and notes to the data that are disclosed in schedules 14a, 14b, and 15 of the Determination, and in asset management plans. For this information we refer the user to the regulatory web pages of the supplier's website.
Navigation
The table of contents (ToC) contains a hyperlink to each of the disclosure sheets.
We remind users that, in a typical installation of Excel, the key sequence {F5}{Enter} will return the user to the hyperlink.
Disclaimer
The compendium has been released to assist stakeholders and other interested parties with understanding the performance of individual regulated gas pipeline businesses, their relative performance, and the changes in their performance over time. It only includes data provided to the Commission in accordance with our information disclosure requirements, and does not incorporate any updates or corrections to that data made as part of any process outside of the information disclosure requirements.
While all reasonable care and diligence has been used in processing, analysing, and extracting the data and information included in this document, we give no warranty the data and information are error free. We accept no legal liability whatsoever arising from, or connected to, the use of or reliance on any material contained in this document. The information contained in this document is not a substitute for independent professional advice, and users should obtain any appropriate professional advice relevant to their particular circumstances.

## ToC
Table of Contents
Hyperlinks to Disclosures in this Compendium
| Transitional Period | Schedule | Description | GasNet | Powerco |  |  | Vector GDB
[5 empty] | Lower North Island | Central North Island | Total | North Island (excl. Auckland) | Auckland | Total
| DY2010 | s5e | S5e.Asset Allocations 2010 | GasNet s5e DY2010 |  |  | Powerco s5e DY2010 |  |  | Vector GDB s5e DY2010
| DY2011 | s5e | S5e.Asset Allocations 2011 | GasNet s5e DY2011 |  |  | Powerco s5e DY2011 |  |  | Vector GDB s5e DY2011
| DY2012 | s3 | S3.Regulatory Profit 2012 | GasNet s3 DY2012 |  |  | Powerco s3 DY2012 |  |  | Vector GDB s3 DY2012
| DY2012 | s5b | S5b.Related Party 2012 | GasNet s5b DY2012 |  |  | Powerco s5b DY2012 |  |  | Vector GDB s5b DY2012
| DY2012 | s5e | S5e.Asset Allocations 2012 | GasNet s5e DY2012 |  |  | Powerco s5e DY2012 |  |  | Vector GDB s5e DY2012
| DY2012 | s8 | S8.Billed Q+R 2012 | GasNet s8 DY2012 | Powerco s8 Lower DY2012 | Powerco s8 Central DY2012 | Powerco s8 Total DY2012 | Vector GDB s8 NI DY2012 | Vector GDB s8 Akl DY2012 | Vector GDB s8 Total DY2012
| DY2010–DY2012 | s5h | S5h.Transitional Financial | GasNet s5h DY2010–DY2012 |  |  | Powerco s5h DY2010–DY2012 |  |  | Vector GDB s5h DY2010–DY2012
| Period | Schedule | Description | GasNet | Powerco |  |  | Vector GDB
[5 empty] | Lower | Central | Total | North Island | Auckland | Total
| DY2013 | s1 | S1.Analytical Ratios | GasNet s1 DY2013 |  |  | Powerco s1 DY2013 |  |  | Vector GDB s1 DY2013
| DY2013 | s2 | S2.Return on Investment | GasNet s2 DY2013 |  |  | Powerco s2 DY2013 |  |  | Vector GDB s2 DY2013
| DY2013 | s3 | S3.Regulatory Profit | GasNet s3 DY2013 |  |  | Powerco s3 DY2013 |  |  | Vector GDB s3 DY2013
| DY2013 | s4 | S4.RAB Value (Rolled Forward) | GasNet s4 DY2013 |  |  | Powerco s4 DY2013 |  |  | Vector GDB s4 DY2013
| DY2013 | s5a | S5a.Regulatory Tax Allowance | GasNet s5a DY2013 |  |  | Powerco s5a DY2013 |  |  | Vector GDB s5a DY2013
| DY2013 | s5b | S5b.Related Party Transactions | GasNet s5b DY2013 |  |  | Powerco s5b DY2013 |  |  | Vector GDB s5b DY2013
| DY2013 | s5c | S5c.TCSD Allowance | GasNet s5c DY2013 |  |  | Powerco s5c DY2013 |  |  | Vector GDB s5c DY2013
| DY2013 | s5d | S5d.Cost Allocations | GasNet s5d DY2013 |  |  | Powerco s5d DY2013 |  |  | Vector GDB s5d DY2013
| DY2013 | s5e | S5e.Asset Allocations | GasNet s5e DY2013 |  |  | Powerco s5e DY2013 |  |  | Vector GDB s5e DY2013
| DY2013 | s6a | S6a.Actual Expenditure Capex | GasNet s6a DY2013 |  |  | Powerco s6a DY2013 |  |  | Vector GDB s6a DY2013
| DY2013 | s6b | S6b.Actual Expenditure Opex | GasNet s6b DY2013 |  |  | Powerco s6b DY2013 |  |  | Vector GDB s6b DY2013
| DY2013 | s7 | S7.Actual vs Forecast Exp | GasNet s7 DY2013 |  |  | Powerco s7 DY2013 |  |  | Vector GDB s7 DY2013
| DY2013 | s8 | S8.Billed Quantities+Revenues | GasNet s8 DY2013 | Powerco s8 Lower DY2013 | Powerco s8 Central DY2013 | Powerco s8 Total DY2013 | Vector GDB s8 NI DY2013 | Vector GDB s8 Akl DY2013 | Vector GDB s8 Total DY2013
| DY2013 | s9a | S9a.Asset Register | GasNet s9a DY2013 | Powerco s9a Lower DY2013 | Powerco s9a Central DY2013 | Powerco s9a Total DY2013 | Vector GDB s9a NI DY2013 | Vector GDB s9a Akl DY2013 | Vector GDB s9a Total DY2013
| DY2013 | s9b | S9b.Asset Age Profile | GasNet s9b DY2013 | Powerco s9b Lower DY2013 | Powerco s9b Central DY2013 | Powerco s9b Total DY2013 | Vector GDB s9b NI DY2013 | Vector GDB s9b Akl DY2013 | Vector GDB s9b Total DY2013
| DY2013 | s9c | S9c.Pipeline Data | GasNet s9c DY2013 | Powerco s9c Lower DY2013 | Powerco s9c Central DY2013 | Powerco s9c Total DY2013 | Vector GDB s9c NI DY2013 | Vector GDB s9c Akl DY2013 | Vector GDB s9c Total DY2013
| DY2013 | s9d | S9d.Demand | GasNet s9d DY2013 | Powerco s9d Lower DY2013 | Powerco s9d Central DY2013 | Powerco s9d Total DY2013 | Vector GDB s9d NI DY2013 | Vector GDB s9d Akl DY2013 | Vector GDB s9d Total DY2013
| DY2013 | s10a | S10a.Reliability | GasNet s10a DY2013 | Powerco s10a Lower DY2013 | Powerco s10a Central DY2013 | Powerco s10a Total DY2013 | Vector GDB s10a NI DY2013 | Vector GDB s10a Akl DY2013 | Vector GDB s10a Total DY2013
| DY2013 | s10b | S10b.Integrity | GasNet s10b DY2013 | Powerco s10b Lower DY2013 | Powerco s10b Central DY2013 | Powerco s10b Total DY2013 | Vector GDB s10b NI DY2013 | Vector GDB s10b Akl DY2013 | Vector GDB s10b Total DY2013
| Period | Schedule | Description | GasNet | Powerco |  |  | Vector GDB
[5 empty] | Lower | Central | Total | North Island | Auckland | Total
| DY2014 | s1 | S1.Analytical Ratios | GasNet s1 DY2014 |  |  | Powerco s1 DY2014 |  |  | Vector GDB s1 DY2014
| DY2014 | s2 | S2.Return on Investment | GasNet s2 DY2014 |  |  | Powerco s2 DY2014 |  |  | Vector GDB s2 DY2014
| DY2014 | s3 | S3.Regulatory Profit | GasNet s3 DY2014 |  |  | Powerco s3 DY2014 |  |  | Vector GDB s3 DY2014
| DY2014 | s4 | S4.RAB Value (Rolled Forward) | GasNet s4 DY2014 |  |  | Powerco s4 DY2014 |  |  | Vector GDB s4 DY2014
| DY2014 | s5a | S5a.Regulatory Tax Allowance | GasNet s5a DY2014 |  |  | Powerco s5a DY2014 |  |  | Vector GDB s5a DY2014
| DY2014 | s5b | S5b.Related Party Transactions | GasNet s5b DY2014 |  |  | Powerco s5b DY2014 |  |  | Vector GDB s5b DY2014
| DY2014 | s5c | S5c.TCSD Allowance | GasNet s5c DY2014 |  |  | Powerco s5c DY2014 |  |  | Vector GDB s5c DY2014
| DY2014 | s5d | S5d.Cost Allocations | GasNet s5d DY2014 |  |  | Powerco s5d DY2014 |  |  | Vector GDB s5d DY2014
| DY2014 | s5e | S5e.Asset Allocations | GasNet s5e DY2014 |  |  | Powerco s5e DY2014 |  |  | Vector GDB s5e DY2014
| DY2014 | s6a | S6a.Actual Expenditure Capex | GasNet s6a DY2014 |  |  | Powerco s6a DY2014 |  |  | Vector GDB s6a DY2014
| DY2014 | s6b | S6b.Actual Expenditure Opex | GasNet s6b DY2014 |  |  | Powerco s6b DY2014 |  |  | Vector GDB s6b DY2014
| DY2014 | s7 | S7.Actual vs Forecast Exp | GasNet s7 DY2014 |  |  | Powerco s7 DY2014 |  |  | Vector GDB s7 DY2014
| DY2014 | s8 | S8.Billed Quantities+Revenues | GasNet s8 DY2014 | Powerco s8 Lower DY2014 | Powerco s8 Central DY2014 | Powerco s8 Total DY2014 | Vector GDB s8 NI DY2014 | Vector GDB s8 Akl DY2014 | Vector GDB s8 Total DY2014
| DY2014 | s9a | S9a.Asset Register | GasNet s9a DY2014 | Powerco s9a Lower DY2014 | Powerco s9a Central DY2014 | Powerco s9a Total DY2014 | Vector GDB s9a NI DY2014 | Vector GDB s9a Akl DY2014 | Vector GDB s9a Total DY2014
| DY2014 | s9b | S9b.Asset Age Profile | GasNet s9b DY2014 | Powerco s9b Lower DY2014 | Powerco s9b Central DY2014 | Powerco s9b Total DY2014 | Vector GDB s9b NI DY2014 | Vector GDB s9b Akl DY2014 | Vector GDB s9b Total DY2014
| DY2014 | s9c | S9c.Pipeline Data | GasNet s9c DY2014 | Powerco s9c Lower DY2014 | Powerco s9c Central DY2014 | Powerco s9c Total DY2014 | Vector GDB s9c NI DY2014 | Vector GDB s9c Akl DY2014 | Vector GDB s9c Total DY2014
| DY2014 | s9d | S9d.Demand | GasNet s9d DY2014 | Powerco s9d Lower DY2014 | Powerco s9d Central DY2014 | Powerco s9d Total DY2014 | Vector GDB s9d NI DY2014 | Vector GDB s9d Akl DY2014 | Vector GDB s9d Total DY2014
| DY2014 | s10a | S10a.Reliability | GasNet s10a DY2014 | Powerco s10a Lower DY2014 | Powerco s10a Central DY2014 | Powerco s10a Total DY2014 | Vector GDB s10a NI DY2014 | Vector GDB s10a Akl DY2014 | Vector GDB s10a Total DY2014
| DY2014 | s10b | S10b.Integrity | GasNet s10b DY2014 | Powerco s10b Lower DY2014 | Powerco s10b Central DY2014 | Powerco s10b Total DY2014 | Vector GDB s10b NI DY2014 | Vector GDB s10b Akl DY2014 | Vector GDB s10b Total DY2014
| Period | Schedule | Description | GasNet | Powerco |  |  | Vector GDB
[5 empty] | Lower | Central | Total | North Island | Auckland | Total
| AMP2013 | s11a | S11a.Capex Forecast | GasNet s11a AMP2013 |  |  | Powerco s11a AMP2013 |  |  | Vector GDB s11a AMP2013
| AMP2013 | s11b | S11b.Opex Forecast | GasNet s11b AMP2013 |  |  | Powerco s11b AMP2013 |  |  | Vector GDB s11b AMP2013
| AMP2013 | s12a | S12a.Asset Condition | GasNet s12a AMP2013 |  |  | Powerco s12a AMP2013 |  |  | Vector GDB s12a AMP2013
| AMP2013 | s12b | S12b.Forecast Utilisation | GasNet s12b AMP2013 |  |  | Powerco s12b AMP2013 |  |  | Vector GDB s12b AMP2013
| AMP2013 | s12c | S12c.Demand Forecast | GasNet s12c AMP2013 |  |  | Powerco s12c AMP2013 |  |  | Vector GDB s12c AMP2013
| Period | Schedule | Description | GasNet | Powerco |  |  | Vector GDB
[5 empty] | Lower | Central | Total | North Island | Auckland | Total
| AMP2014 | s11a | S11a.Capex Forecast | GasNet s11a AMP2014 |  |  | Powerco s11a AMP2014 |  |  | Vector GDB s11a AMP2014
| AMP2014 | s11b | S11b.Opex Forecast | GasNet s11b AMP2014 |  |  | Powerco s11b AMP2014 |  |  | Vector GDB s11b AMP2014
| AMP2014 | s12a | S12a.Asset Condition | GasNet s12a AMP2014 |  |  | Powerco s12a AMP2014 |  |  | Vector GDB s12a AMP2014
| AMP2014 | s12b | S12b.Forecast Utilisation | GasNet s12b AMP2014 |  |  | Powerco s12b AMP2014 |  |  | Vector GDB s12b AMP2014
| AMP2014 | s12c | S12c.Demand Forecast | GasNet s12c AMP2014 |  |  | Powerco s12c AMP2014 |  |  | Vector GDB s12c AMP2014

## GasNet s1 DY2013
[6 empty] | Company Name | GasNet Limited
[6 empty] | For Year Ended | 2013-06-30
SCHEDULE 1: ANALYTICAL RATIOS
This schedule calculates expenditure, revenue and service ratios from the information disclosed. The disclosed ratios may vary for reasons that are company specific and, as a result, must be interpreted with care. The Commerce Commission will publish a summary and analysis of information disclosed in accordance with the ID determination. This will include information disclosed in accordance with this and other schedules, and information disclosed under the other requirements of the determination.
sch ref
7 | 1(i): Expenditure Metrics
8 |  |  |  | Expenditure per TJ energy delivered to ICPs ($/TJ) | Expenditure per average no. of ICPs ($/ICP) | Ratio of expenditure to maximum monthly amount of gas entering network ($ per GJ/month) | Expenditure per km of pipeline for supply ($/km)
9 |  | Operational expenditure |  | 1409.2094 | 158.5688 | 14.7765 | 2514.6975
10 |  |  | Network | 105.9948 | 11.9269 | 1.1114 | 189.1449
11 |  |  | Non-network | 1303.2146 | 146.6419 | 13.6651 | 2325.5526
12
13 |  | Expenditure on assets |  | 587.3154 | 66.0866 | 6.1584 | 1048.049
14 |  |  | Network | 529.9739 | 59.6344 | 5.5571 | 945.7247
15 |  |  | Non-network | 57.3414 | 6.4522 | 0.60126 | 102.3243
16
17
18 | 1(ii): Revenue Metrics
19 |  |  |  | Revenue per TJ energy delivered to ICPs ($/TJ) | Revenue per average no. of ICPs ($/ICP)
20 |  | Total line charge revenue |  | 3888.7924 | 437.5794
21 |  |  | Standard consumer line charge revenue | 3577.7585 | 402.5809
22 |  |  | Non-standard consumer line charge revenue | 311.0339 | 34.9985
23
24 | 1(iii): Service Intensity Measures
25
26 |  |  | Demand density | 170.1824 | Maximum monthly amount of gas entering network (GJ/month)/Total pipeline length
27 |  |  | Volume density | 1.7845 | Total TJ delivered to ICPs/Total pipeline length
28 |  |  | Connection point density | 15.8587 | Average number of ICPs in disclosure year/Total pipeline length
29 |  |  | Energy intensity | 112.5232 | Total GJ delivered to ICPs/Average number of ICPs in disclosure year
30
31 | 1(iv): Composition of Revenue Requirement
32 |  |  |  | ($000) | % of revenue
33 |  |  | Operational expenditure | 1622 | 36.08%
34 |  |  | Pass-through and recoverable costs | 79 | 1.757%
35 |  |  | Total depreciation | 892 | 19.84%
36 |  |  | Total revaluation | 157.4041 | 3.501%
37 |  |  | Regulatory tax allowance | 558.9698 | 12.43%
38 |  |  | Regulatory profit/loss | 1501.4343 | 33.39%
39 |  | Total regulatory income |  | 4496
40
41 | 1(v): Reliability |  |  | Interruptions per 100km of pipeline length
42 |  |  | Interruption rate | 43.1002

## Powerco s1 DY2013
[6 empty] | Company Name | Powerco Limited
[6 empty] | For Year Ended | 2013-09-30
SCHEDULE 1: ANALYTICAL RATIOS
This schedule calculates expenditure, revenue and service ratios from the information disclosed. The disclosed ratios may vary for reasons that are company specific and, as a result, must be interpreted with care. The Commerce Commission will publish a summary and analysis of information disclosed in accordance with the ID determination. This will include information disclosed in accordance with this and other schedules, and information disclosed under the other requirements of the determination.
sch ref
7 | 1(i): Expenditure Metrics
8 |  |  |  | Expenditure per TJ energy delivered to ICPs ($/TJ) | Expenditure per average no. of ICPs ($/ICP) | Ratio of expenditure to maximum monthly amount of gas entering network ($ per GJ/month) | Expenditure per km of pipeline for supply ($/km)
9 |  | Operational expenditure |  | 1635.663 | 138.8441 | 14.9628 | 2492.7474
10 |  |  | Network | 491.2209 | 41.6975 | 4.4936 | 748.6197
11 |  |  | Non-network | 1144.4421 | 97.1466 | 10.4692 | 1744.1277
12
13 |  | Expenditure on assets |  | 844.193 | 71.6598 | 7.7226 | 1286.5485
14 |  |  | Network | 665.0558 | 56.4536 | 6.0838 | 1013.5438
15 |  |  | Non-network | 179.1372 | 15.2062 | 1.6387 | 273.0048
16
17
18 | 1(ii): Revenue Metrics
19 |  |  |  | Revenue per TJ energy delivered to ICPs ($/TJ) | Revenue per average no. of ICPs ($/ICP)
20 |  | Total line charge revenue |  | 5135.6878 | 435.9456
21 |  |  | Standard consumer line charge revenue | 4527.0129 | 384.2779 | ** (Refer notes at bottom of schedule)
22 |  |  | Non-standard consumer line charge revenue | 608.6749 | 51.6677 | ** (Refer notes at bottom of schedule)
23
24 | 1(iii): Service Intensity Measures
25
26 |  |  | Demand density | 166.5962 | Maximum monthly amount of gas entering network (GJ/month)/Total pipeline length
27 |  |  | Volume density | 1.524 | Total TJ delivered to ICPs/Total pipeline length
28 |  |  | Connection point density | 17.9536 | Average number of ICPs in disclosure year/Total pipeline length
29 |  |  | Energy intensity | 84.8855 | Total GJ delivered to ICPs/Average number of ICPs in disclosure year
30
31 | 1(iv): Composition of Revenue Requirement
32 |  |  |  | ($000) | % of revenue
33 |  |  | Operational expenditure | 14303.7207 | 31.72%
34 |  |  | Pass-through and recoverable costs | 1718.286 | 3.811%
35 |  |  | Total depreciation | 9076.7456 | 20.13%
36 |  |  | Total revaluation | 4614.2685 | 10.23%
37 |  |  | Regulatory tax allowance | 4054.1585 | 8.991%
38 |  |  | Regulatory profit/loss | 20552.3769 | 45.58%
39 |  | Total regulatory income |  | 45091.0192
40
41 | 1(v): Reliability |  |  | Interruptions per 100km of pipeline length
42 |  |  | Interruption rate | 20.2853

## Vector GDB s1 DY2013
[6 empty] | Company Name | Vector - gas distribution business
[6 empty] | For Year Ended | 2013-06-30
SCHEDULE 1: ANALYTICAL RATIOS
This schedule calculates expenditure, revenue and service ratios from the information disclosed. The disclosed ratios may vary for reasons that are company specific and, as a result, must be interpreted with care. The Commerce Commission will publish a summary and analysis of information disclosed in accordance with the ID determination. This will include information disclosed in accordance with this and other schedules, and information disclosed under the other requirements of the determination.
sch ref
7 | 1(i): Expenditure Metrics
8 |  |  |  | Expenditure per TJ energy delivered to ICPs ($/TJ) | Expenditure per average no. of ICPs ($/ICP) | Ratio of expenditure to maximum monthly amount of gas entering network ($ per GJ/month) | Expenditure per km of pipeline for supply ($/km)
9 |  | Operational expenditure |  | 825.0965 | 113.203 | 8.1273 | 1685.0518
10 |  |  | Network | 371.215 | 50.9306 | 3.6565 | 758.1131
11 |  |  | Non-network | 453.8815 | 62.2724 | 4.4708 | 926.9388
12
13 |  | Expenditure on assets |  | 1136.7757 | 155.9653 | 11.1974 | 2321.5781
14 |  |  | Network | 1054.3925 | 144.6624 | 10.3859 | 2153.3312
15 |  |  | Non-network | 82.3832 | 11.3029 | 0.81148 | 168.2469
16
17
18 | 1(ii): Revenue Metrics
19 |  |  |  | Revenue per TJ energy delivered to ICPs ($/TJ) | Revenue per average no. of ICPs ($/ICP)
20 |  | Total line charge revenue |  | 4042.4299 | 554.6202
21 |  |  | Standard consumer line charge revenue | 3569.1121 | 489.6812
22 |  |  | Non-standard consumer line charge revenue | 473.3178 | 64.9391
23
24 | 1(iii): Service Intensity Measures
25
26 |  |  | Demand density | 207.3321 | Maximum monthly amount of gas entering network (GJ/month)/Total pipeline length
27 |  |  | Volume density | 2.0422 | Total TJ delivered to ICPs/Total pipeline length
28 |  |  | Connection point density | 14.8852 | Average number of ICPs in disclosure year/Total pipeline length
29 |  |  | Energy intensity | 137.1997 | Total GJ delivered to ICPs/Average number of ICPs in disclosure year
30
31 | 1(iv): Composition of Revenue Requirement
32 |  |  |  | ($000) | % of revenue
33 |  |  | Operational expenditure | 17657.0651 | 20.45%
34 |  |  | Pass-through and recoverable costs | 1919 | 2.223%
35 |  |  | Total depreciation | 14398 | 16.68%
36 |  |  | Total revaluation | 3133.9315 | 3.63%
37 |  |  | Regulatory tax allowance | 12908.3313 | 14.95%
38 |  |  | Regulatory profit/loss | 42501.7605 | 49.22%
39 |  | Total regulatory income |  | 86342
40
41 | 1(v): Reliability |  |  | Interruptions per 100km of pipeline length
42 |  |  | Interruption rate | 31.3972

## GasNet s1 DY2014
[6 empty] | Company Name | GasNet Limited
[6 empty] | For Year Ended | 2014-06-30
SCHEDULE 1: ANALYTICAL RATIOS
This schedule calculates expenditure, revenue and service ratios from the information disclosed. The disclosed ratios may vary for reasons that are company specific and, as a result, must be interpreted with care. The Commerce Commission will publish a summary and analysis of information disclosed in accordance with the ID determination. This will include information disclosed in accordance with this and other schedules, and information disclosed under the other requirements of the determination.
sch ref
7 | 1(i): Expenditure Metrics
8 |  |  |  | Expenditure per TJ energy delivered to ICPs ($/TJ) | Expenditure per average no. of ICPs ($/ICP) | Ratio of expenditure to maximum monthly amount of gas entering network ($ per GJ/month) | Expenditure per km of pipeline for supply ($/km)
9 |  | Operational expenditure |  | 1410.4882 | 152.7016 | 14.5899 | 2374.4292
10 |  |  | Network | 118.4448 | 12.823 | 1.2252 | 199.3912
11 |  |  | Non-network | 1292.0434 | 139.8786 | 13.3647 | 2175.0381
12
13 |  | Expenditure on assets |  | 660.0362 | 71.4565 | 6.8273 | 1111.1111
14 |  |  | Network | 569.6203 | 61.668 | 5.8921 | 958.9041
15 |  |  | Non-network | 90.4159 | 9.7886 | 0.93525 | 152.207
16
17
18 | 1(ii): Revenue Metrics
19 |  |  |  | Revenue per TJ energy delivered to ICPs ($/TJ) | Revenue per average no. of ICPs ($/ICP)
20 |  | Total line charge revenue |  | 4013.5624 | 434.5145
21 |  |  | Standard consumer line charge revenue | 11921.0526 | 399.5492
22 |  |  | Non-standard consumer line charge revenue | 473.822 | 30166.6667
23
24 | 1(iii): Service Intensity Measures
25
26 |  |  | Demand density | 162.7451 | Maximum monthly amount of gas entering network (GJ/month)/Total pipeline length
27 |  |  | Volume density | 1.6834 | Total TJ delivered to ICPs/Total pipeline length
28 |  |  | Connection point density | 15.5495 | Average number of ICPs in disclosure year/Total pipeline length
29 |  |  | Energy intensity | 108.2616 | Total GJ delivered to ICPs/Average number of ICPs in disclosure year
30
31 | 1(iv): Composition of Revenue Requirement
32 |  |  |  | ($000) | % of revenue
33 |  |  | Operational expenditure | 1560 | 34.92%
34 |  |  | Pass-through and recoverable costs | 82 | 1.836%
35 |  |  | Total depreciation | 900 | 20.15%
36 |  |  | Total revaluation | 370.1446 | 8.286%
37 |  |  | Regulatory tax allowance | 576.5457 | 12.91%
38 |  |  | Regulatory profit/loss | 1718.5989 | 38.47%
39 |  | Total regulatory income |  | 4467
40
41 | 1(v): Reliability |  |  | Interruptions per 100km of pipeline length
42 |  |  | Interruption rate | 40.6393

## Powerco s1 DY2014
[6 empty] | Company Name | Powerco Limited
[6 empty] | For Year Ended | 2014-09-30
SCHEDULE 1: ANALYTICAL RATIOS
This schedule calculates expenditure, revenue and service ratios from the information disclosed. The disclosed ratios may vary for reasons that are company specific and, as a result, must be interpreted with care. The Commerce Commission will publish a summary and analysis of information disclosed in accordance with the ID determination. This will include information disclosed in accordance with this and other schedules, and information disclosed under the other requirements of the determination.
sch ref
7 | 1(i): Expenditure Metrics
8 |  |  |  | Expenditure per TJ energy delivered to ICPs ($/TJ) | Expenditure per average no. of ICPs ($/ICP) | Ratio of expenditure to maximum monthly amount of gas entering network ($ per GJ/month) | Expenditure per km of pipeline for supply ($/km)
9 |  | Operational expenditure |  | 1706.2816 | 147.3761 | 14.8353 | 2628.5577
10 |  |  | Network | 583.6271 | 50.4094 | 5.0743 | 899.0881
11 |  |  | Non-network | 1122.6545 | 96.9667 | 9.7609 | 1729.4696
12
13 |  | Expenditure on assets |  | 1193.8653 | 103.1174 | 10.3801 | 1839.1712
14 |  |  | Network | 1020.4001 | 88.1347 | 8.8719 | 1571.9449
15 |  |  | Non-network | 173.4652 | 14.9827 | 1.5082 | 267.2263
16
17
18 | 1(ii): Revenue Metrics
19 |  |  |  | Revenue per TJ energy delivered to ICPs ($/TJ) | Revenue per average no. of ICPs ($/ICP)
20 |  | Total line charge revenue |  | 5519.9556 | 476.7735
21 |  |  | Standard consumer line charge revenue | 9794.055 | 424.1592
22 |  |  | Non-standard consumer line charge revenue | 1241.2692 | 23600.4985
23
24 | 1(iii): Service Intensity Measures
25
26 |  |  | Demand density | 177.1832 | Maximum monthly amount of gas entering network (GJ/month)/Total pipeline length
27 |  |  | Volume density | 1.5405 | Total TJ delivered to ICPs/Total pipeline length
28 |  |  | Connection point density | 17.8357 | Average number of ICPs in disclosure year/Total pipeline length
29 |  |  | Energy intensity | 86.3727 | Total GJ delivered to ICPs/Average number of ICPs in disclosure year
30
31 | 1(iv): Composition of Revenue Requirement
32 |  |  |  | ($000) | % of revenue
33 |  |  | Operational expenditure | 15190.9429 | 30.33%
34 |  |  | Pass-through and recoverable costs | 1774.8694 | 3.544%
35 |  |  | Total depreciation | 9453.7031 | 18.88%
36 |  |  | Total revaluation | 3435.2406 | 6.859%
37 |  |  | Regulatory tax allowance | 5159.7934 | 10.3%
38 |  |  | Regulatory profit/loss | 21940.1936 | 43.81%
39 |  | Total regulatory income |  | 50084.2618
40
41 | 1(v): Reliability |  |  | Interruptions per 100km of pipeline length
42 |  |  | Interruption rate | 20.2796

## Vector GDB s1 DY2014
[6 empty] | Company Name | Vector - gas distribution business
[6 empty] | For Year Ended | 2014-06-30
SCHEDULE 1: ANALYTICAL RATIOS
This schedule calculates expenditure, revenue and service ratios from the information disclosed. The disclosed ratios may vary for reasons that are company specific and, as a result, must be interpreted with care. The Commerce Commission will publish a summary and analysis of information disclosed in accordance with the ID determination. This will include information disclosed in accordance with this and other schedules, and information disclosed under the other requirements of the determination.
sch ref
7 | 1(i): Expenditure Metrics
8 |  |  |  | Expenditure per TJ energy delivered to ICPs ($/TJ) | Expenditure per average no. of ICPs ($/ICP) | Ratio of expenditure to maximum monthly amount of gas entering network ($ per GJ/month) | Expenditure per km of pipeline for supply ($/km)
9 |  | Operational expenditure |  | 757.336 | 103.9954 | 7.6578 | 1550.0754
10 |  |  | Network | 345.5984 | 47.4566 | 3.4945 | 707.3525
11 |  |  | Non-network | 411.7377 | 56.5387 | 4.1633 | 842.7229
12
13 |  | Expenditure on assets |  | 1495.751 | 205.3925 | 15.1243 | 3061.4241
14 |  |  | Network | 1435.9589 | 197.182 | 14.5197 | 2939.0448
15 |  |  | Non-network | 59.7921 | 8.2105 | 0.60459 | 122.3793
16
17
18 | 1(ii): Revenue Metrics
19 |  |  |  | Revenue per TJ energy delivered to ICPs ($/TJ) | Revenue per average no. of ICPs ($/ICP)
20 |  | Total line charge revenue |  | 3434.1031 | 471.5618
21 |  |  | Standard consumer line charge revenue | 6493.7618 | 429.0408
22 |  |  | Non-standard consumer line charge revenue | 599.9814 | 73608.587
23
24 | 1(iii): Service Intensity Measures
25
26 |  |  | Demand density | 202.418 | Maximum monthly amount of gas entering network (GJ/month)/Total pipeline length
27 |  |  | Volume density | 2.0467 | Total TJ delivered to ICPs/Total pipeline length
28 |  |  | Connection point density | 14.9052 | Average number of ICPs in disclosure year/Total pipeline length
29 |  |  | Energy intensity | 137.3173 | Total GJ delivered to ICPs/Average number of ICPs in disclosure year
30
31 | 1(iv): Composition of Revenue Requirement
32 |  |  |  | ($000) | % of revenue
33 |  |  | Operational expenditure | 16466 | 21.86%
34 |  |  | Pass-through and recoverable costs | 2417 | 3.209%
35 |  |  | Total depreciation | 14483 | 19.23%
36 |  |  | Total revaluation | 7548.3834 | 10.02%
37 |  |  | Regulatory tax allowance | 10122.612 | 13.44%
38 |  |  | Regulatory profit/loss | 39277.1518 | 52.15%
39 |  | Total regulatory income |  | 75313
40
41 | 1(v): Reliability |  |  | Interruptions per 100km of pipeline length
42 |  |  | Interruption rate | 19.5336

## GasNet s2 DY2013
[7 empty] | Company Name | GasNet Limited
[7 empty] | For Year Ended | 2013-06-30
SCHEDULE 2: REPORT ON RETURN ON INVESTMENT
This schedule requires information on the Return on Investment (ROI) for the GDB relative to the Commerce Commission's estimates of post tax WACC and vanilla WACC. GDBs must calculate their ROI based on a monthly basis if required by clause 2.3.3 of the ID Determination or if they elect to. If a GDB makes this election, information supporting this calculation must be provided in 2(iii). GDBs must provide explanatory comment on their ROI in Schedule 14 (Mandatory Explanatory Notes). This information is part of audited disclosure information (as defined in section 1.4 of the ID determination), and so is subject to the assurance report required by section 2.8.
sch ref
7 | 2(i): Return on Investment | [6 empty] | CY-2 | CY-1 | Current Year CY
8 | [6 empty] | for year ended | 2011-06-30 | 2012-06-30 | 2013-06-30
9 |  | Post tax WACC | [5 empty] | % | % | %
10 |  |  | ROI—comparable to a post tax WACC | [5 empty] | 6.52% | 5.715%
11
12 |  |  | Mid-point estimate of post tax WACC | [5 empty] | 6.89% | 6.02%
13 |  |  |  | 25th percentile estimate |  |  |  |  | 6.08% | 5.21%
14 |  |  |  | 75th percentile estimate |  |  |  |  | 7.7% | 6.83%
15
16
17 |  | Vanilla WACC
18 |  |  | ROI—comparable to a vanilla WACC | [5 empty] | 7.31% | 6.414%
19
20 |  |  | Mid-point estimate of vanilla WACC | [5 empty] | 7.69% | 6.72%
21 |  |  |  | 25th percentile estimate |  |  |  |  | 6.88% | 5.91%
22 |  |  |  | 75th percentile estimate |  |  |  |  | 8.5% | 7.53%
23
24
25 | 2(ii): Information Supporting the ROI | [7 empty] | ($000)
26
27 |  |  |  | Total opening RAB value |  |  |  | 23013.7355
28 |  | plus |  | Opening deferred tax |  |  |  | -458
29 |  |  |  | Opening RIV |  |  |  |  | 22555.7355
30
31 |  |  |  | Operating surplus / (deficit) |  |  |  | 2795
32 |  | less |  | Regulatory tax allowance |  |  |  | 558.9698
33 |  | less |  | Assets commissioned |  |  |  | 676
34 |  | plus |  | Asset disposals |  |  |  | 0
35 |  |  | Notional net cash flows | [5 empty] | 1560.0302
36
37 |  |  |  | Total closing RAB value |  |  |  | 22955
38 |  | less |  | Adjustment resulting from asset allocation |  |  |  | -0.13963
39 |  | less |  | Lost and found assets adjustment |  |  |  | 0
40 |  | plus |  | Closing deferred tax |  |  |  | -561.8563
41 |  |  | Closing RIV | [5 empty] | 22393.2833
42
43 |  | ROI—comparable to a vanilla WACC | [6 empty] | 6.414%
44
45 |  |  |  | Leverage (%) |  |  |  |  | 44%
46 |  |  |  | Cost of debt assumption (%) |  |  |  |  | 5.68%
47 |  |  |  | Corporate tax rate (%) |  |  |  |  | 28%
48
49 |  | ROI—comparable to a post tax WACC | [6 empty] | 5.715%
57 | 2(iii): Information Supporting the Monthly ROI
58
59 |  |  | Cash flows |  | ($000)
60 |  |  |  |  | Total regulatory income | Expenses | Tax payments | Assets commissioned | Asset disposals | Notional net cash flows
61 |  |  | Month 1 | [6 empty] | 0
62 |  |  | Month 2 | [6 empty] | 0
63 |  |  | Month 3 | [6 empty] | 0
64 |  |  | Month 4 | [6 empty] | 0
65 |  |  | Month 5 | [6 empty] | 0
66 |  |  | Month 6 | [6 empty] | 0
67 |  |  | Month 7 | [6 empty] | 0
68 |  |  | Month 8 | [6 empty] | 0
69 |  |  | Month 9 | [6 empty] | 0
70 |  |  | Month 10 | [6 empty] | 0
71 |  |  | Month 11 | [6 empty] | 0
72 |  |  | Month 12 | [6 empty] | 0
73 |  |  | Total |  | 0 | 0 | 0 | 0 | 0 | 0
74
75
76 |  |  |  |  | Opening / closing RAB | Adjustment resulting from asset allocation | Lost and found assets adjustment | Opening / closing deferred tax | Revenue related working capital | Total
77 |  |  |  | Monthly ROI - opening RIV | 23013.7355 |  |  | -458 |  | 22555.7355
78
79 |  |  |  | Monthly ROI - closing RIV | 22955 | -0.13963 | 0 | -561.8563 | 0 | 22393.2833
80 |  |  |  | Monthly ROI - closing RIV less term credit spread differential allowance | [5 empty] | 22393.2833
81 |  |  | Monthly ROI—comparable to a vanilla WACC | [6 empty] | -0.7202%
82
83 |  |  | Monthly ROI—comparable to a post-tax WACC | [6 empty] | -1.42%
84
85 | 2(iv): Year-End ROI Rates for Comparison Purposes
86
87 |  |  | Year-end ROI—comparable to a vanilla WACC | [6 empty] | 6.558%
88
89 |  |  | Year-end ROI—comparable to a post-tax WACC | [6 empty] | 5.858%
90
91 |  | * these year-end ROI values are comparable to the ROI reported in pre 2012 disclosures by GDBs and do not represent the Commission's current view on ROI.

## Powerco s2 DY2013
[7 empty] | Company Name | Powerco Limited
[7 empty] | For Year Ended | 2013-09-30
SCHEDULE 2: REPORT ON RETURN ON INVESTMENT
This schedule requires information on the Return on Investment (ROI) for the GDB relative to the Commerce Commission's estimates of post tax WACC and vanilla WACC. GDBs must calculate their ROI based on a monthly basis if required by clause 2.3.3 of the ID Determination or if they elect to. If a GDB makes this election, information supporting this calculation must be provided in 2(iii). GDBs must provide explanatory comment on their ROI in Schedule 14 (Mandatory Explanatory Notes). This information is part of audited disclosure information (as defined in section 1.4 of the ID determination), and so is subject to the assurance report required by section 2.8.
sch ref
7 | 2(i): Return on Investment | [6 empty] | CY-2 | CY-1 | Current Year CY
8 | [6 empty] | for year ended | 2011-09-30 | 2012-09-30 | 2013-09-30
9 |  | Post tax WACC | [5 empty] | % | % | %
10 |  |  | ROI—comparable to a post tax WACC |  |  |  |  | 0% | 4.068% | 5.299%
11
12 |  |  | Mid-point estimate of post tax WACC |  |  |  |  | 0% | 6.55% | 6.12%
13 |  |  |  | 25th percentile estimate |  |  |  | 0% | 5.74% | 5.31%
14 |  |  |  | 75th percentile estimate |  |  |  | 0% | 7.36% | 6.93%
15
16
17 |  | Vanilla WACC
18 |  |  | ROI—comparable to a vanilla WACC |  |  |  |  | 0% | 4.815% | 6.01%
19
20 |  |  | Mid-point estimate of vanilla WACC |  |  |  |  | 0% | 7.3% | 6.83%
21 |  |  |  | 25th percentile estimate |  |  |  | 0% | 6.49% | 6.02%
22 |  |  |  | 75th percentile estimate |  |  |  | 0% | 8.11% | 7.64%
23
24
25 | 2(ii): Information Supporting the ROI | [7 empty] | ($000)
26
27 |  |  |  | Total opening RAB value |  |  |  | 337841.7561
28 |  | plus |  | Opening deferred tax |  |  |  | -13718.2076
29 |  |  |  | Opening RIV |  |  |  |  | 324123.5486
30
31 |  |  |  | Operating surplus / (deficit) |  |  |  | 29069.0125
32 |  | less |  | Regulatory tax allowance |  |  |  | 4054.1585
33 |  | less |  | Assets commissioned |  |  |  | 6632.8432
34 |  | plus |  | Asset disposals |  |  |  | 134.9812
35 |  |  | Notional net cash flows | [5 empty] | 18516.992
36
37 |  |  |  | Total closing RAB value |  |  |  | 339834.5523
38 |  | less |  | Adjustment resulting from asset allocation |  |  |  | -42.5887
39 |  | less |  | Lost and found assets adjustment |  |  |  | 0
40 |  | plus |  | Closing deferred tax |  |  |  | -15338.2743
41 |  |  | Closing RIV | [5 empty] | 324538.8667
42
43 |  | ROI—comparable to a vanilla WACC | [6 empty] | 6.01%
44
45 |  |  |  | Leverage (%) |  |  |  |  | 44%
46 |  |  |  | Cost of debt assumption (%) |  |  |  |  | 5.77%
47 |  |  |  | Corporate tax rate (%) |  |  |  |  | 28%
48
49 |  | ROI—comparable to a post tax WACC | [6 empty] | 5.299%
57 | 2(iii): Information Supporting the Monthly ROI
58
59 |  |  | Cash flows |  | ($000)
60 |  |  |  |  | Total regulatory income | Expenses | Tax payments | Assets commissioned | Asset disposals | Notional net cash flows
61 |  |  | Month 1 | [6 empty] | 0
62 |  |  | Month 2 | [6 empty] | 0
63 |  |  | Month 3 | [6 empty] | 0
64 |  |  | Month 4 | [6 empty] | 0
65 |  |  | Month 5 | [6 empty] | 0
66 |  |  | Month 6 | [6 empty] | 0
67 |  |  | Month 7 | [6 empty] | 0
68 |  |  | Month 8 | [6 empty] | 0
69 |  |  | Month 9 | [6 empty] | 0
70 |  |  | Month 10 | [6 empty] | 0
71 |  |  | Month 11 | [6 empty] | 0
72 |  |  | Month 12 | [6 empty] | 0
73 |  |  | Total |  | 0 | 0 | 0 | 0 | 0 | 0
74
75
76 |  |  |  |  | Opening / closing RAB | Adjustment resulting from asset allocation | Lost and found assets adjustment | Opening / closing deferred tax | Revenue related working capital | Total
77 |  |  |  | Monthly ROI - opening RIV | 337841.7561 |  |  | -13718.2076 | 0% | 324123.5486
78
79 |  |  |  | Monthly ROI - closing RIV | 339834.5523 | -42.5887 | 0 | -15338.2743 | 0 | 324453.6894
80 |  |  |  | Monthly ROI - closing RIV less term credit spread differential allowance | [5 empty] | 324453.6894
81 |  |  | Monthly ROI—comparable to a vanilla WACC | [6 empty] | 0.0010186
82
83 |  |  | Monthly ROI—comparable to a post-tax WACC | [6 empty] | -0.0060901
84
85 | 2(iv): Year-End ROI Rates for Comparison Purposes
86
87 |  |  | Year-end ROI—comparable to a vanilla WACC | [6 empty] | 6.277%
88
89 |  |  | Year-end ROI—comparable to a post-tax WACC | [6 empty] | 5.566%
90
91 |  | * these year-end ROI values are comparable to the ROI reported in pre 2012 disclosures by GDBs and do not represent the Commission's current view on ROI.

## Vector GDB s2 DY2013
[7 empty] | Company Name | Vector - gas distribution business
[7 empty] | For Year Ended | 2013-06-30
SCHEDULE 2: REPORT ON RETURN ON INVESTMENT
This schedule requires information on the Return on Investment (ROI) for the GDB relative to the Commerce Commission's estimates of post tax WACC and vanilla WACC. GDBs must calculate their ROI based on a monthly basis if required by clause 2.3.3 of the ID Determination or if they elect to. If a GDB makes this election, information supporting this calculation must be provided in 2(iii). GDBs must provide explanatory comment on their ROI in Schedule 14 (Mandatory Explanatory Notes). This information is part of audited disclosure information (as defined in section 1.4 of the ID determination), and so is subject to the assurance report required by section 2.8.
sch ref
7 | 2(i): Return on Investment | [6 empty] | CY-2 | CY-1 | Current Year CY
8 | [6 empty] | for year ended | 2011-06-30 | 2012-06-30 | 2013-06-30
9 |  | Post tax WACC | [5 empty] | % | % | %
10 |  |  | ROI—comparable to a post tax WACC | [5 empty] | 7.93% | 8.237%
11
12 |  |  | Mid-point estimate of post tax WACC | [5 empty] | 6.894% | 6.017%
13 |  |  |  | 25th percentile estimate |  |  |  |  | 6.085% | 5.208%
14 |  |  |  | 75th percentile estimate |  |  |  |  | 7.704% | 6.827%
15
16
17 |  | Vanilla WACC
18 |  |  | ROI—comparable to a vanilla WACC | [5 empty] | 8.72% | 8.937%
19
20 |  |  | Mid-point estimate of vanilla WACC | [5 empty] | 7.689% | 6.717%
21 |  |  |  | 25th percentile estimate |  |  |  |  | 6.879% | 5.907%
22 |  |  |  | 75th percentile estimate |  |  |  |  | 8.499% | 7.527%
23
24
25 | 2(ii): Information Supporting the ROI | [7 empty] | ($000)
26
27 |  |  |  | Total opening RAB value |  |  |  | 458523
28 |  | plus |  | Opening deferred tax |  |  |  | -14618.6162
29 |  |  |  | Opening RIV |  |  |  |  | 443904.3838
30
31 |  |  |  | Operating surplus / (deficit) |  |  |  | 66765.9349
32 |  | less |  | Regulatory tax allowance |  |  |  | 12908.3313
33 |  | less |  | Assets commissioned |  |  |  | 20404
34 |  | plus |  | Asset disposals |  |  |  | 190
35 |  |  | Notional net cash flows | [5 empty] | 33643.6036
36
37 |  |  |  | Total closing RAB value |  |  |  | 467458
38 |  | less |  | Adjustment resulting from asset allocation |  |  |  | -14.9315
39 |  | less |  | Lost and found assets adjustment |  |  |  | 0
40 |  | plus |  | Closing deferred tax |  |  |  | -19013.6445
41 |  |  | Closing RIV | [5 empty] | 448459.287
42
43 |  | ROI—comparable to a vanilla WACC | [6 empty] | 8.937%
44
45 |  |  |  | Leverage (%) |  |  |  |  | 44%
46 |  |  |  | Cost of debt assumption (%) |  |  |  |  | 5.68%
47 |  |  |  | Corporate tax rate (%) |  |  |  |  | 28%
48
49 |  | ROI—comparable to a post tax WACC | [6 empty] | 8.237%
57 | 2(iii): Information Supporting the Monthly ROI
58
59 |  |  | Cash flows |  | ($000)
60 |  |  |  |  | Total regulatory income | Expenses | Tax payments | Assets commissioned | Asset disposals | Notional net cash flows
61 |  |  | Month 1 |  | 8704 | 1916 | 0 | 279 | 63 | 6572
62 |  |  | Month 2 |  | 9808 | 1958 | 0 | 1180 | 0 | 6670
63 |  |  | Month 3 |  | 8094 | 1905 | 0 | 1669 | 34 | 4554
64 |  |  | Month 4 |  | 7273 | 1835 | 0 | 1342 | 2 | 4098
65 |  |  | Month 5 |  | 6834 | 1215 | 1442 | 1893 | 20 | 2304
66 |  |  | Month 6 |  | 5878 | 1202 | 0 | 1247 | 1 | 3430
67 |  |  | Month 7 |  | 5313 | 1428 | 0 | 1259 | 1 | 2627
68 |  |  | Month 8 |  | 5028 | 1446 | 0 | 1593 | 1 | 1990
69 |  |  | Month 9 |  | 5863 | 1279 | 11466 | 1990 | 1 | -8871
70 |  |  | Month 10 |  | 6100 | 1437 | 0 | 1575 | 1 | 3089
71 |  |  | Month 11 |  | 7832 | 1724 | 0 | 2377 | 24 | 3755
72 |  |  | Month 12 |  | 9615 | 2231 | 0 | 4000 | 42 | 3426
73 |  |  | Total |  | 86342 | 19576 | 12908 | 20404 | 190 | 33644
74
75
76 |  |  |  |  | Opening / closing RAB | Adjustment resulting from asset allocation | Lost and found assets adjustment | Opening / closing deferred tax | Revenue related working capital | Total
77 |  |  |  | Monthly ROI - opening RIV | 458523 |  |  | -14618.6162 | 9149 | 453053.3838
78
79 |  |  |  | Monthly ROI - closing RIV | 467458 | -14.9315 | 0 | -19013.6445 | 9615 | 458074.287
80 |  |  |  | Monthly ROI - closing RIV less term credit spread differential allowance | [5 empty] | 457982.5125
81 |  |  | Monthly ROI—comparable to a vanilla WACC | [6 empty] | 8.927%
82
83 |  |  | Monthly ROI—comparable to a post-tax WACC | [6 empty] | 8.227%
84
85 | 2(iv): Year-End ROI Rates for Comparison Purposes
86
87 |  |  | Year-end ROI—comparable to a vanilla WACC | [6 empty] | 9.359%
88
89 |  |  | Year-end ROI—comparable to a post-tax WACC | [6 empty] | 8.66%
90
91 |  | * these year-end ROI values are comparable to the ROI reported in pre 2012 disclosures by GDBs and do not represent the Commission's current view on ROI.

## GasNet s2 DY2014
[7 empty] | Company Name | GasNet Limited
[7 empty] | For Year Ended | 2014-06-30
SCHEDULE 2: REPORT ON RETURN ON INVESTMENT
This schedule requires information on the Return on Investment (ROI) for the GDB relative to the Commerce Commission's estimates of post tax WACC and vanilla WACC. GDBs must calculate their ROI based on a monthly basis if required by clause 2.3.3 of the ID Determination or if they elect to. If a GDB makes this election, information supporting this calculation must be provided in 2(iii). GDBs must provide explanatory comment on their ROI in Schedule 14 (Mandatory Explanatory Notes). This information is part of audited disclosure information (as defined in section 1.4 of the ID determination), and so is subject to the assurance report required by section 2.8.
sch ref
7 | 2(i): Return on Investment | [6 empty] | CY-2 | CY-1 | Current Year CY
8 | [6 empty] | for year ended | 2012-06-30 | 2013-06-30 | 2014-06-30
9 |  | Post tax WACC | [5 empty] | % | % | %
10 |  |  | ROI—comparable to a post tax WACC |  |  |  |  | 6.52% | 5.71% | 6.83%
11
12 |  |  | Mid-point estimate of post tax WACC |  |  |  |  | 6.89% | 6.02% | 6.16%
13 |  |  |  | 25th percentile estimate |  |  |  | 6.08% | 5.21% | 5.35%
14 |  |  |  | 75th percentile estimate |  |  |  | 7.7% | 6.83% | 6.97%
15
16
17 |  | Vanilla WACC
18 |  |  | ROI—comparable to a vanilla WACC |  |  |  |  | 7.31% | 6.41% | 7.506%
19
20 |  |  | Mid-point estimate of vanilla WACC |  |  |  |  | 7.69% | 6.72% | 6.84%
21 |  |  |  | 25th percentile estimate |  |  |  | 6.88% | 5.91% | 6.03%
22 |  |  |  | 75th percentile estimate |  |  |  | 8.5% | 7.53% | 7.65%
23
24
25 | 2(ii): Information Supporting the ROI | [7 empty] | ($000)
26
27 |  |  |  | Total opening RAB value |  |  |  | 22955
28 |  | plus |  | Opening deferred tax |  |  |  | -562
29 |  |  |  | Opening RIV |  |  |  |  | 22393
30
31 |  |  |  | Operating surplus / (deficit) |  |  |  | 2825
32 |  | less |  | Regulatory tax allowance |  |  |  | 576.5457
33 |  | less |  | Assets commissioned |  |  |  | 730
34 |  | plus |  | Asset disposals |  |  |  | 7
35 |  |  | Notional net cash flows | [5 empty] | 1525.4543
36
37 |  |  |  | Total closing RAB value |  |  |  | 23147
38 |  | less |  | Adjustment resulting from asset allocation |  |  |  | -1.1446
39 |  | less |  | Lost and found assets adjustment |  |  |  | 0
40 |  | plus |  | Closing deferred tax |  |  |  | -655.9704
41 |  |  | Closing RIV | [5 empty] | 22492.1741
42
43 |  | ROI—comparable to a vanilla WACC | [6 empty] | 7.506%
44
45 |  |  |  | Leverage (%) |  |  |  |  | 44%
46 |  |  |  | Cost of debt assumption (%) |  |  |  |  | 5.49%
47 |  |  |  | Corporate tax rate (%) |  |  |  |  | 28%
48
49 |  | ROI—comparable to a post tax WACC | [6 empty] | 6.83%
57 | 2(iii): Information Supporting the Monthly ROI
58
59 |  |  | Cash flows |  | ($000)
60 |  |  |  |  | Total regulatory income | Expenses | Tax payments | Assets commissioned | Asset disposals | Notional net cash flows
61 |  |  | Month 1 | [6 empty] | 0
62 |  |  | Month 2 | [6 empty] | 0
63 |  |  | Month 3 | [6 empty] | 0
64 |  |  | Month 4 | [6 empty] | 0
65 |  |  | Month 5 | [6 empty] | 0
66 |  |  | Month 6 | [6 empty] | 0
67 |  |  | Month 7 | [6 empty] | 0
68 |  |  | Month 8 | [6 empty] | 0
69 |  |  | Month 9 | [6 empty] | 0
70 |  |  | Month 10 | [6 empty] | 0
71 |  |  | Month 11 | [6 empty] | 0
72 |  |  | Month 12 | [6 empty] | 0
73 |  |  | Total |  | 0 | 0 | 0 | 0 | 0 | 0
74
75
76 |  |  |  |  | Opening / closing RAB | Adjustment resulting from asset allocation | Lost and found assets adjustment | Opening / closing deferred tax | Revenue related working capital | Total
77 |  |  |  | Monthly ROI - opening RIV | 22955 |  |  | -562 |  | 22393
78
79 |  |  |  | Monthly ROI - closing RIV | 23147 | -1.1446 | 0 | -655.9704 | 0 | 22492.1741
80 |  |  |  | Monthly ROI - closing RIV less term credit spread differential allowance | [5 empty] | 22492.1741
81 |  |  | Monthly ROI—comparable to a vanilla WACC | [6 empty] | N/A
82
83 |  |  | Monthly ROI—comparable to a post-tax WACC | [6 empty] | N/A
84
85 | 2(iv): Year-End ROI Rates for Comparison Purposes
86
87 |  |  | Year-end ROI—comparable to a vanilla WACC | [6 empty] | 7.552%
88
89 |  |  | Year-end ROI—comparable to a post-tax WACC | [6 empty] | 6.875%
90
91 |  | * these year-end ROI values are comparable to the ROI reported in pre 2012 disclosures by GDBs and do not represent the Commission's current view on ROI.

## Powerco s2 DY2014
[7 empty] | Company Name | Powerco Limited
[7 empty] | For Year Ended | 2014-09-30
SCHEDULE 2: REPORT ON RETURN ON INVESTMENT
This schedule requires information on the Return on Investment (ROI) for the GDB relative to the Commerce Commission's estimates of post tax WACC and vanilla WACC. GDBs must calculate their ROI based on a monthly basis if required by clause 2.3.3 of the ID Determination or if they elect to. If a GDB makes this election, information supporting this calculation must be provided in 2(iii). GDBs must provide explanatory comment on their ROI in Schedule 14 (Mandatory Explanatory Notes). This information is part of audited disclosure information (as defined in section 1.4 of the ID determination), and so is subject to the assurance report required by section 2.8.
sch ref
7 | 2(i): Return on Investment | [6 empty] | CY-2 | CY-1 | Current Year CY
8 | [6 empty] | for year ended | 2012-09-30 | 2013-09-30 | 2014-09-30
9 |  | Post tax WACC | [5 empty] | % | % | %
10 |  |  | ROI—comparable to a post tax WACC |  |  |  |  | 4.068% | 5.299% | 4.924%
11
12 |  |  | Mid-point estimate of post tax WACC |  |  |  |  | 6.55% | 6.12% | 6.8%
13 |  |  |  | 25th percentile estimate |  |  |  | 5.74% | 5.31% | 5.99%
14 |  |  |  | 75th percentile estimate |  |  |  | 7.36% | 6.93% | 7.61%
15
16
17 |  | Vanilla WACC
18 |  |  | ROI—comparable to a vanilla WACC |  |  |  |  | 4.815% | 6.01% | 5.706%
19
20 |  |  | Mid-point estimate of vanilla WACC |  |  |  |  | 7.3% | 6.83% | 7.58%
21 |  |  |  | 25th percentile estimate |  |  |  | 6.49% | 6.02% | 6.77%
22 |  |  |  | 75th percentile estimate |  |  |  | 8.11% | 7.64% | 8.39%
23
24
25 | 2(ii): Information Supporting the ROI | [7 empty] | ($000)
26
27 |  |  |  | Total opening RAB value |  |  |  | 339834.5523
28 |  | plus |  | Opening deferred tax |  |  |  | -15338.2743
29 |  |  |  | Opening RIV |  |  |  |  | 324496.2781
30
31 |  |  |  | Operating surplus / (deficit) |  |  |  | 33118.4495
32 |  | less |  | Regulatory tax allowance |  |  |  | 5159.7934
33 |  | less |  | Assets commissioned |  |  |  | 6931.0755
34 |  | plus |  | Asset disposals |  |  |  | 32.5441
35 |  |  | Notional net cash flows | [5 empty] | 21060.1247
36
37 |  |  |  | Total closing RAB value |  |  |  | 340539.4711
38 |  | less |  | Adjustment resulting from asset allocation |  |  |  | -175.1501
39 |  | less |  | Lost and found assets adjustment |  |  |  | 0
40 |  | plus |  | Closing deferred tax |  |  |  | -19353.9777
41 |  |  | Closing RIV | [5 empty] | 321360.6435
42
43 |  | ROI—comparable to a vanilla WACC | [6 empty] | 5.706%
44
45 |  |  |  | Leverage (%) |  |  |  |  | 44%
46 |  |  |  | Cost of debt assumption (%) |  |  |  |  | 6.35%
47 |  |  |  | Corporate tax rate (%) |  |  |  |  | 28%
48
49 |  | ROI—comparable to a post tax WACC | [6 empty] | 4.924%
57 | 2(iii): Information Supporting the Monthly ROI
58
59 |  |  | Cash flows |  | ($000)
60 |  |  |  |  | Total regulatory income | Expenses | Tax payments | Assets commissioned | Asset disposals | Notional net cash flows
61 |  |  | Month 1 | [6 empty] | 0
62 |  |  | Month 2 | [6 empty] | 0
63 |  |  | Month 3 | [6 empty] | 0
64 |  |  | Month 4 | [6 empty] | 0
65 |  |  | Month 5 | [6 empty] | 0
66 |  |  | Month 6 | [6 empty] | 0
67 |  |  | Month 7 | [6 empty] | 0
68 |  |  | Month 8 | [6 empty] | 0
69 |  |  | Month 9 | [6 empty] | 0
70 |  |  | Month 10 | [6 empty] | 0
71 |  |  | Month 11 | [6 empty] | 0
72 |  |  | Month 12 | [6 empty] | 0
73 |  |  | Total |  | 0 | 0 | 0 | 0 | 0 | 0
74
75
76 |  |  |  |  | Opening / closing RAB | Adjustment resulting from asset allocation | Lost and found assets adjustment | Opening / closing deferred tax | Revenue related working capital | Total
77 |  |  |  | Monthly ROI - opening RIV | 339834.5523 |  |  | -15338.2743 |  | 324496.2781
78
79 |  |  |  | Monthly ROI - closing RIV | 340539.4711 | -175.1501 | 0 | -19353.9777 | 0 | 321360.6435
80 |  |  |  | Monthly ROI - closing RIV less term credit spread differential allowance | [5 empty] | 321360.6435
81 |  |  | Monthly ROI—comparable to a vanilla WACC | [6 empty] | N/A
82
83 |  |  | Monthly ROI—comparable to a post-tax WACC | [6 empty] | N/A
84
85 | 2(iv): Year-End ROI Rates for Comparison Purposes
86
87 |  |  | Year-end ROI—comparable to a vanilla WACC | [6 empty] | 6.69%
88
89 |  |  | Year-end ROI—comparable to a post-tax WACC | [6 empty] | 5.908%
90
91 |  | * these year-end ROI values are comparable to the ROI reported in pre 2012 disclosures by GDBs and do not represent the Commission's current view on ROI.

## Vector GDB s2 DY2014
[7 empty] | Company Name | Vector - gas distribution business
[7 empty] | For Year Ended | 2014-06-30
SCHEDULE 2: REPORT ON RETURN ON INVESTMENT
This schedule requires information on the Return on Investment (ROI) for the GDB relative to the Commerce Commission's estimates of post tax WACC and vanilla WACC. GDBs must calculate their ROI based on a monthly basis if required by clause 2.3.3 of the ID Determination or if they elect to. If a GDB makes this election, information supporting this calculation must be provided in 2(iii). GDBs must provide explanatory comment on their ROI in Schedule 14 (Mandatory Explanatory Notes). This information is part of audited disclosure information (as defined in section 1.4 of the ID determination), and so is subject to the assurance report required by section 2.8.
sch ref
7 | 2(i): Return on Investment | [6 empty] | CY-2 | CY-1 | Current Year CY
8 | [6 empty] | for year ended | 2012-06-30 | 2013-06-30 | 2014-06-30
9 |  | Post tax WACC | [5 empty] | % | % | %
10 |  |  | ROI—comparable to a post tax WACC |  |  |  |  | 7.93% | 8.237% | 7.525%
11
12 |  |  | Mid-point estimate of post tax WACC |  |  |  |  | 6.894% | 6.017% | 6.16%
13 |  |  |  | 25th percentile estimate |  |  |  | 6.085% | 5.208% | 5.35%
14 |  |  |  | 75th percentile estimate |  |  |  | 7.704% | 6.827% | 6.97%
15
16
17 |  | Vanilla WACC
18 |  |  | ROI—comparable to a vanilla WACC |  |  |  |  | 8.72% | 8.937% | 8.201%
19
20 |  |  | Mid-point estimate of vanilla WACC |  |  |  |  | 7.689% | 6.717% | 6.84%
21 |  |  |  | 25th percentile estimate |  |  |  | 6.879% | 5.907% | 6.03%
22 |  |  |  | 75th percentile estimate |  |  |  | 8.499% | 7.527% | 7.65%
23
24
25 | 2(ii): Information Supporting the ROI | [7 empty] | ($000)
26
27 |  |  |  | Total opening RAB value |  |  |  | 467458
28 |  | plus |  | Opening deferred tax |  |  |  | -19014
29 |  |  |  | Opening RIV |  |  |  |  | 448444
30
31 |  |  |  | Operating surplus / (deficit) |  |  |  | 56430
32 |  | less |  | Regulatory tax allowance |  |  |  | 10122.612
33 |  | less |  | Assets commissioned |  |  |  | 23068.2098
34 |  | plus |  | Asset disposals |  |  |  | 50.3452
35 |  |  | Notional net cash flows | [5 empty] | 23289.5234
36
37 |  |  |  | Total closing RAB value |  |  |  | 483573
38 |  | less |  | Adjustment resulting from asset allocation |  |  |  | 31.7521
39 |  | less |  | Lost and found assets adjustment |  |  |  | 0
40 |  | plus |  | Closing deferred tax |  |  |  | -22544.7764
41 |  |  | Closing RIV | [5 empty] | 460996.4715
42
43 |  | ROI—comparable to a vanilla WACC | [6 empty] | 8.201%
44
45 |  |  |  | Leverage (%) |  |  |  |  | 44%
46 |  |  |  | Cost of debt assumption (%) |  |  |  |  | 5.49%
47 |  |  |  | Corporate tax rate (%) |  |  |  |  | 28%
48
49 |  | ROI—comparable to a post tax WACC | [6 empty] | 7.525%
57 | 2(iii): Information Supporting the Monthly ROI
58
59 |  |  | Cash flows |  | ($000)
60 |  |  |  |  | Total regulatory income | Expenses | Tax payments | Assets commissioned | Asset disposals | Notional net cash flows
61 |  |  | Month 1 |  | 10357 | 1638 |  | 916 | 8 | 7811
62 |  |  | Month 2 |  | 10024 | 1460 |  | 1210 | 5 | 7359
63 |  |  | Month 3 |  | 8368 | 1600 |  | 1262 | 1 | 5507
64 |  |  | Month 4 |  | 5603 | 1512 |  | 2426 | 1 | 1666
65 |  |  | Month 5 |  | 4873 | 1524 | 1013 | 2424 | 1 | -87
66 |  |  | Month 6 |  | 4297 | 1397 |  | 1643 | 2 | 1259
67 |  |  | Month 7 |  | 4504 | 1550 |  | 1610 | 5 | 1349
68 |  |  | Month 8 |  | 3995 | 1524 |  | 1019 | 2 | 1454
69 |  |  | Month 9 |  | 4785 | 1622 | 9110.3508 | 2954 | 4 | -8897.3508
70 |  |  | Month 10 |  | 4818 | 1512 |  | 2232 | 18 | 1092
71 |  |  | Month 11 |  | 6300 | 1715 |  | 1710 | 2 | 2877
72 |  |  | Month 12 |  | 7389 | 1829 |  | 3662 | 1 | 1899
73 |  |  | Total |  | 75313 | 18883 | 10123.3508 | 23068 | 50 | 23288.6492
74
75
76 |  |  |  |  | Opening / closing RAB | Adjustment resulting from asset allocation | Lost and found assets adjustment | Opening / closing deferred tax | Revenue related working capital | Total
77 |  |  |  | Monthly ROI - opening RIV | 467458 |  |  | -19014 | 9615 | 458059
78
79 |  |  |  | Monthly ROI - closing RIV | 483573 | 31.7521 | 0 | -22544.7764 | 7389 | 468385.4715
80 |  |  |  | Monthly ROI - closing RIV less term credit spread differential allowance | [5 empty] | 468289.852
81 |  |  | Monthly ROI—comparable to a vanilla WACC | [6 empty] | 7.622%
82
83 |  |  | Monthly ROI—comparable to a post-tax WACC | [6 empty] | 6.945%
84
85 | 2(iv): Year-End ROI Rates for Comparison Purposes
86
87 |  |  | Year-end ROI—comparable to a vanilla WACC | [6 empty] | 8.539%
88
89 |  |  | Year-end ROI—comparable to a post-tax WACC | [6 empty] | 7.863%
90
91 |  | * these year-end ROI values are comparable to the ROI reported in pre 2012 disclosures by GDBs and do not represent the Commission's current view on ROI.

## GasNet s3 DY2012
[6 empty] | Company Name | GasNet Limited
[6 empty] | For Year Ended | 2012-06-30
SCHEDULE 3: REPORT ON REGULATORY PROFIT
This schedule requires information on the calculation of regulatory profit for the GDB for the disclosure year. GDBs must complete all sections. This information is part of audited disclosure information (as defined in section 1.4 of the ID determination), and so is subject to the assurance report required by section 2.8.
sch ref
7 | 3(i): Regulatory Profit | [7 empty] | ($000)
8 |  |  | Income
9 |  |  |  | Line charge revenue |  |  |  |  | 4514
10 |  | plus |  | Gains / (losses) on asset disposals |  |  |  |  | 0
11 |  | plus |  | Other regulated income (other than gains / (losses) on asset disposals) |  |  |  |  | 19
12
13 |  |  | Total regulatory income | [5 empty] | 4533
14 |  |  | Expenses
15 |  | less |  | Operational expenditure |  |  |  |  | 1460
16
17 |  | less |  | Pass through and recoverable costs |  |  |  |  | 93
18
19 |  |  | Operating surplus / (deficit) | [5 empty] | 2980
20
21 |  | less |  | Total depreciation |  |  |  |  | 874
22
23 |  | plus |  | Total revaluation |  |  |  |  | 219
24
25 |  |  | Regulatory profit / (loss) before tax & term credit spread differential allowance | [5 empty] | 2325
26
27 |  | less |  | Term credit spread differential allowance |  |  |  |  | 0
28
29 |  |  | Regulatory profit / (loss) before tax | [5 empty] | 2325
30
31 |  | less |  | Regulatory tax allowance |  |  |  |  | 591
32
33 |  |  | Regulatory profit / (loss) | [5 empty] | 1734
34
35 | 3(ii): Pass-Through and Recoverable Costs | [7 empty] | ($000)
36
37 |  |  | Pass-through costs
38 |  |  |  | Rates |  |  |  | 43
39 |  |  |  | Commerce Act levies |  |  |  | 49
40 |  |  |  | GIC levies |  |  |  | 0
41 |  |  |  | Other specified pass-through costs |  |  |  | 1
42 |  |  | Recoverable costs
43 |  |  |  | Net recoverable costs allowed under incremental rolling incentive scheme |  |  |  | 0
44 |  |  |  | Input Methodology claw-back |  |  |  | 0
45 |  |  |  | Recoverable customised price-quality path costs |  |  |  | 0
46 |  |  | Pass-through and recoverable costs | [5 empty] | 93
47
55 | 3(iii): Incremental Rolling Incentive Scheme | [6 empty] | ($000)
56 | [7 empty] | CY-1 | CY
57 | [7 empty] | 2011-06-30 | 2012-06-30
58 |  |  |  | Allowed controllable opex
59 |  |  |  | Actual controllable opex
60
61 |  |  | Incremental change in year
62
63 | [7 empty] | Previous years' incremental change | Previous years' incremental change adjusted for inflation
64 |  |  |  | CY-5 | 2007-06-30
65 |  |  |  | CY-4 | 2008-06-30
66 |  |  |  | CY-3 | 2009-06-30
67 |  |  |  | CY-2 | 2010-06-30
68 |  |  |  | CY-1 | 2011-06-30
69 |  |  | Net incremental rolling incentive scheme | [5 empty] | 0
70
71 |  |  | Net recoverable costs allowed under incremental rolling incentive scheme | [5 empty] | 0
72
73 | 3(iv): Merger and Acquisition Expenditure
74
75 |  |  |  | Merger and acquisition expenses |  |  |  |  | 0
76
77
78 | 3(v): Other Disclosures
79 |  |  |  | Self-insurance allowance |  |  |  | 0

## Powerco s3 DY2012
[6 empty] | Company Name | Powerco Limited
[6 empty] | For Year Ended | 2012-09-30
SCHEDULE 3: REPORT ON REGULATORY PROFIT
This schedule requires information on the calculation of regulatory profit for the GDB for the disclosure year. GDBs must complete all sections. This information is part of audited disclosure information (as defined in section 1.4 of the ID determination), and so is subject to the assurance report required by section 2.8.
sch ref
7 | 3(i): Regulatory Profit | [7 empty] | ($000)
8 |  |  | Income
9 |  |  |  | Line charge revenue |  |  |  |  | 46077.8883
10 |  | plus |  | Gains / (losses) on asset disposals |  |  |  |  | -64.6407
11 |  | plus |  | Other regulated income (other than gains / (losses) on asset disposals) |  |  |  |  | 121.5617
12
13 |  |  | Total regulatory income | [5 empty] | 46134.8093
14 |  |  | Expenses
15 |  | less |  | Operational expenditure |  |  |  |  | 14680.4686
16
17 |  | less |  | Pass through and recoverable costs |  |  |  |  | 1917.9814
18
19 |  |  | Operating surplus / (deficit) | [5 empty] | 29536.3593
20
21 |  | less |  | Total depreciation |  |  |  |  | 8669.2153
22
23 |  | plus |  | Total revaluation |  |  |  |  | 2568.2325
24
25 |  |  | Regulatory profit / (loss) before tax & term credit spread differential allowance | [5 empty] | 23435.3765
26
27 |  | less |  | Term credit spread differential allowance |  |  |  |  | 0
28
29 |  |  | Regulatory profit / (loss) before tax | [5 empty] | 23435.3765
30
31 |  | less |  | Regulatory tax allowance |  |  |  |  | 4122.1082
32
33 |  |  | Regulatory profit / (loss) | [5 empty] | 19313.2683
34
35 | 3(ii): Pass-Through and Recoverable Costs | [7 empty] | ($000)
36
37 |  |  | Pass-through costs
38 |  |  |  | Rates |  |  |  | 1278.7064
39 |  |  |  | Commerce Act levies |  |  |  | 598.7488
40 |  |  |  | GIC levies |  |  |  | 40.5261
41 |  |  |  | Other specified pass-through costs |  |  |  | 0
42 |  |  | Recoverable costs
43 |  |  |  | Net recoverable costs allowed under incremental rolling incentive scheme |  |  |  | 0
44 |  |  |  | Input Methodology claw-back |  |  |  | 0
45 |  |  |  | Recoverable customised price-quality path costs |  |  |  | 0
46 |  |  | Pass-through and recoverable costs | [5 empty] | 1917.9814
47
55 | 3(iii): Incremental Rolling Incentive Scheme | [6 empty] | ($000)
56 | [7 empty] | CY-1 | CY
57 | [7 empty] | 2011-09-30 | 2012-09-30
58 |  |  |  | Allowed controllable opex
59 |  |  |  | Actual controllable opex
60
61 |  |  | Incremental change in year
62
63 | [7 empty] | Previous years' incremental change | Previous years' incremental change adjusted for inflation
64 |  |  |  | CY-5 | 2007-09-30
65 |  |  |  | CY-4 | 2008-09-30
66 |  |  |  | CY-3 | 2009-09-30
67 |  |  |  | CY-2 | 2010-09-30
68 |  |  |  | CY-1 | 2011-09-30
69 |  |  | Net incremental rolling incentive scheme | [5 empty] | 0
70
71 |  |  | Net recoverable costs allowed under incremental rolling incentive scheme | [5 empty] | 0
72
73 | 3(iv): Merger and Acquisition Expenditure
74
75 |  |  |  | Merger and acquisition expenses |  |  |  |  | 0
76
77
78 | 3(v): Other Disclosures
79 |  |  |  | Self-insurance allowance |  |  |  | 0

## Vector GDB s3 DY2012
[6 empty] | Company Name | Vector - gas distribution business
[6 empty] | For Year Ended | 2012-06-30
SCHEDULE 3: REPORT ON REGULATORY PROFIT
This schedule requires information on the calculation of regulatory profit for the GDB for the disclosure year. GDBs must complete all sections. This information is part of audited disclosure information (as defined in section 1.4 of the ID determination), and so is subject to the assurance report required by section 2.8.
sch ref
7 | 3(i): Regulatory Profit | [7 empty] | ($000)
8 |  |  | Income
9 |  |  |  | Line charge revenue |  |  |  |  | 84556
10 |  | plus |  | Gains / (losses) on asset disposals |  |  |  |  | -22
11 |  | plus |  | Other regulated income (other than gains / (losses) on asset disposals) |  |  |  |  | 0
12
13 |  |  | Total regulatory income | [5 empty] | 84534
14 |  |  | Expenses
15 |  | less |  | Operational expenditure |  |  |  |  | 19407
16
17 |  | less |  | Pass through and recoverable costs |  |  |  |  | 1630
18
19 |  |  | Operating surplus / (deficit) | [5 empty] | 63497
20
21 |  | less |  | Total depreciation |  |  |  |  | 13662
22
23 |  | plus |  | Total revaluation |  |  |  |  | 4248
24
25 |  |  | Regulatory profit / (loss) before tax & term credit spread differential allowance | [5 empty] | 54083
26
27 |  | less |  | Term credit spread differential allowance |  |  |  |  | 91.4803
28
29 |  |  | Regulatory profit / (loss) before tax | [5 empty] | 53991.5197
30
31 |  | less |  | Regulatory tax allowance |  |  |  |  | 11995.1405
32
33 |  |  | Regulatory profit / (loss) | [5 empty] | 41996.3792
34
35 | 3(ii): Pass-Through and Recoverable Costs | [7 empty] | ($000)
36
37 |  |  | Pass-through costs
38 |  |  |  | Rates |  |  |  | 968
39 |  |  |  | Commerce Act levies |  |  |  | 630
40 |  |  |  | GIC levies |  |  |  | 0
41 |  |  |  | Other specified pass-through costs |  |  |  | 32
42 |  |  | Recoverable costs
43 |  |  |  | Net recoverable costs allowed under incremental rolling incentive scheme |  |  |  | 0
44 |  |  |  | Input Methodology claw-back |  |  |  | 0
45 |  |  |  | Recoverable customised price-quality path costs |  |  |  | 0
46 |  |  | Pass-through and recoverable costs | [5 empty] | 1630
47
55 | 3(iii): Incremental Rolling Incentive Scheme | [6 empty] | ($000)
56 | [7 empty] | CY-1 | CY
57 | [7 empty] | 2011-06-30 | 2012-06-30
58 |  |  |  | Allowed controllable opex |  |  |  | 0 | 0
59 |  |  |  | Actual controllable opex |  |  |  | 0 | 0
60
61 |  |  | Incremental change in year | [5 empty] | 0
62
63 | [7 empty] | Previous years' incremental change | Previous years' incremental change adjusted for inflation
64 |  |  |  | CY-5 | 2007-06-30 |  |  | 0 | 0
65 |  |  |  | CY-4 | 2008-06-30 |  |  | 0 | 0
66 |  |  |  | CY-3 | 2009-06-30 |  |  | 0 | 0
67 |  |  |  | CY-2 | 2010-06-30 |  |  | 0 | 0
68 |  |  |  | CY-1 | 2011-06-30 |  |  | 0 | 0
69 |  |  | Net incremental rolling incentive scheme | [5 empty] | 0
70
71 |  |  | Net recoverable costs allowed under incremental rolling incentive scheme | [5 empty] | 0
72
73 | 3(iv): Merger and Acquisition Expenditure
74
75 |  |  |  | Merger and acquisition expenses |  |  |  |  | 0
76
77
78 | 3(v): Other Disclosures
79 |  |  |  | Self-insurance allowance |  |  |  | 0

## GasNet s3 DY2013
[6 empty] | Company Name | GasNet Limited
[6 empty] | For Year Ended | 2013-06-30
SCHEDULE 3: REPORT ON REGULATORY PROFIT
This schedule requires information on the calculation of regulatory profit for the GDB for the disclosure year. GDBs must complete all sections and must provide explanatory comment on their regulatory profit in Schedule 14 (Mandatory Explanatory Notes). This information is part of audited disclosure information (as defined in section 1.4 of the ID determination), and so is subject to the assurance report required by section 2.8.
sch ref
7 | 3(i): Regulatory Profit | [7 empty] | ($000)
8 |  |  | Income
9 |  |  |  | Line charge revenue |  |  |  |  | 4476
10 |  | plus |  | Gains / (losses) on asset disposals |  |  |  |  | 0
11 |  | plus |  | Other regulated income (other than gains / (losses) on asset disposals) |  |  |  |  | 20
12
13 |  |  | Total regulatory income | [5 empty] | 4496
14 |  |  | Expenses
15 |  | less |  | Operational expenditure |  |  |  |  | 1622
16
17 |  | less |  | Pass through and recoverable costs |  |  |  |  | 79
18
19 |  |  | Operating surplus / (deficit) | [5 empty] | 2795
20
21 |  | less |  | Total depreciation |  |  |  |  | 892
22
23 |  | plus |  | Total revaluation |  |  |  |  | 157.4041
24
25 |  |  | Regulatory profit / (loss) before tax & term credit spread differential allowance | [5 empty] | 2060.4041
26
27 |  | less |  | Term credit spread differential allowance |  |  |  |  | 0
28
29 |  |  | Regulatory profit / (loss) before tax | [5 empty] | 2060.4041
30
31 |  | less |  | Regulatory tax allowance |  |  |  |  | 558.9698
32
33 |  |  | Regulatory profit / (loss) | [5 empty] | 1501.4343
34
35 | 3(ii): Pass-Through and Recoverable Costs | [7 empty] | ($000)
36
37 |  |  | Pass-through costs
38 |  |  |  | Rates |  |  |  | 50
39 |  |  |  | Commerce Act levies |  |  |  | 24
40 |  |  |  | GIC levies |  |  |  | 0
41 |  |  |  | Other specified pass-through costs |  |  |  | 5
42 |  |  | Recoverable costs
43 |  |  |  | Net recoverable costs allowed under incremental rolling incentive scheme |  |  |  | 0
44 |  |  |  | Input Methodology claw-back |  |  |  | 0
45 |  |  |  | Recoverable customised price-quality path costs |  |  |  | 0
46 |  |  | Pass-through and recoverable costs | [5 empty] | 79
47
55 | 3(iii): Incremental Rolling Incentive Scheme | [6 empty] | ($000)
56 | [7 empty] | CY-1 | CY
57 | [7 empty] | 2012-06-30 | 2013-06-30
58 |  |  |  | Allowed controllable opex
59 |  |  |  | Actual controllable opex
60
61 |  |  | Incremental change in year
62
63 | [7 empty] | Previous years' incremental change | Previous years' incremental change adjusted for inflation
64 |  |  |  | CY-5 | 2008-06-30
65 |  |  |  | CY-4 | 2009-06-30
66 |  |  |  | CY-3 | 2010-06-30
67 |  |  |  | CY-2 | 2011-06-30
68 |  |  |  | CY-1 | 2012-06-30
69 |  |  | Net incremental rolling incentive scheme | [5 empty] | 0
70
71 |  |  | Net recoverable costs allowed under incremental rolling incentive scheme | [5 empty] | 0
72
73 | 3(iv): Merger and Acquisition Expenditure
74
75 |  |  |  | Merger and acquisition expenses |  |  |  |  | 0
76
77 |  |  |  | Provide commentary on the benefits of merger and acquisition expenditure to the gas distribution business, including required disclosures in accordance with section 2.7, in Schedule 14 (Mandatory Explanatory Notes)
78 | 3(v): Other Disclosures
79 |  |  |  | Self-insurance allowance |  |  |  | 0

## Powerco s3 DY2013
[6 empty] | Company Name | Powerco Limited
[6 empty] | For Year Ended | 2013-09-30
SCHEDULE 3: REPORT ON REGULATORY PROFIT
This schedule requires information on the calculation of regulatory profit for the GDB for the disclosure year. GDBs must complete all sections and must provide explanatory comment on their regulatory profit in Schedule 14 (Mandatory Explanatory Notes). This information is part of audited disclosure information (as defined in section 1.4 of the ID determination), and so is subject to the assurance report required by section 2.8.
sch ref
7 | 3(i): Regulatory Profit | [7 empty] | ($000)
8 |  |  | Income
9 |  |  |  | Line charge revenue |  |  |  |  | 44911.1113
10 |  | plus |  | Gains / (losses) on asset disposals |  |  |  |  | -134.9812
11 |  | plus |  | Other regulated income (other than gains / (losses) on asset disposals) |  |  |  |  | 314.8891
12
13 |  |  | Total regulatory income | [5 empty] | 45091.0192
14 |  |  | Expenses
15 |  | less |  | Operational expenditure |  |  |  |  | 14303.7207
16
17 |  | less |  | Pass through and recoverable costs |  |  |  |  | 1718.286
18
19 |  |  | Operating surplus / (deficit) | [5 empty] | 29069.0125
20
21 |  | less |  | Total depreciation |  |  |  |  | 9076.7456
22
23 |  | plus |  | Total revaluation |  |  |  |  | 4614.2685
24
25 |  |  | Regulatory profit / (loss) before tax & term credit spread differential allowance | [5 empty] | 24606.5354
26
27 |  | less |  | Term credit spread differential allowance |  |  |  |  | 0
28
29 |  |  | Regulatory profit / (loss) before tax | [5 empty] | 24606.5354
30
31 |  | less |  | Regulatory tax allowance |  |  |  |  | 4054.1585
32
33 |  |  | Regulatory profit / (loss) | [5 empty] | 20552.3769
34
35 | 3(ii): Pass-Through and Recoverable Costs | [7 empty] | ($000)
36
37 |  |  | Pass-through costs
38 |  |  |  | Rates |  |  |  | 1324.8813
39 |  |  |  | Commerce Act levies |  |  |  | 345.1849
40 |  |  |  | GIC levies |  |  |  | 48.2197
41 |  |  |  | Other specified pass-through costs |  |  |  | 0
42 |  |  | Recoverable costs
43 |  |  |  | Net recoverable costs allowed under incremental rolling incentive scheme |  |  |  | 0
44 |  |  |  | Input Methodology claw-back |  |  |  | 0
45 |  |  |  | Recoverable customised price-quality path costs |  |  |  | 0
46 |  |  | Pass-through and recoverable costs | [5 empty] | 1718.286
47
55 | 3(iii): Incremental Rolling Incentive Scheme | [6 empty] | ($000)
56 | [7 empty] | CY-1 | CY
57 | [7 empty] | 2012-09-30 | 2013-09-30
58 |  |  |  | Allowed controllable opex |  |  |  | 0 | 0
59 |  |  |  | Actual controllable opex |  |  |  | 0 | 0
60
61 |  |  | Incremental change in year | [5 empty] | 0
62
63 | [7 empty] | Previous years' incremental change | Previous years' incremental change adjusted for inflation
64 |  |  |  | CY-5 | 2008-09-30 |  |  | 0 | 0
65 |  |  |  | CY-4 | 2009-09-30 |  |  | 0 | 0
66 |  |  |  | CY-3 | 2010-09-30 |  |  | 0 | 0
67 |  |  |  | CY-2 | 2011-09-30 |  |  | 0 | 0
68 |  |  |  | CY-1 | 2012-09-30 |  |  | 0 | 0
69 |  |  | Net incremental rolling incentive scheme | [5 empty] | 0
70
71 |  |  | Net recoverable costs allowed under incremental rolling incentive scheme | [5 empty] | 0
72
73 | 3(iv): Merger and Acquisition Expenditure
74
75 |  |  |  | Merger and acquisition expenses |  |  |  |  | 0
76
77 |  |  |  | Provide commentary on the benefits of merger and acquisition expenditure to the gas distribution business, including required disclosures in accordance with section 2.7, in Schedule 14 (Mandatory Explanatory Notes)
78 | 3(v): Other Disclosures
79 |  |  |  | Self-insurance allowance |  |  |  | 0

## Vector GDB s3 DY2013
[5 empty] | Company Name | Vector - gas distribution business
[5 empty] | For Year Ended | 2013-06-30
SCHEDULE 3: REPORT ON REGULATORY PROFIT
This schedule requires information on the calculation of regulatory profit for the GDB for the disclosure year. GDBs must complete all sections and must provide explanatory comment on their regulatory profit in Schedule 14 (Mandatory Explanatory Notes). This information is part of audited disclosure information (as defined in section 1.4 of the ID determination), and so is subject to the assurance report required by section 2.8.
sch ref
7 | 3(i): Regulatory Profit | [6 empty] | ($000)
8 |  |  | Income
9 |  |  |  | Line charge revenue |  |  |  | 86508
10 |  | plus |  | Gains / (losses) on asset disposals |  |  |  | -166
11 |  | plus |  | Other regulated income (other than gains / (losses) on asset disposals) |  |  |  | 0
12
13 |  |  | Total regulatory income |  |  |  |  | 86342
14 |  |  | Expenses
15 |  | less |  | Operational expenditure |  |  |  | 17657.0651
16
17 |  | less |  | Pass through and recoverable costs |  |  |  | 1919
18
19 |  |  | Operating surplus / (deficit) |  |  |  |  | 66765.9349
20
21 |  | less |  | Total depreciation |  |  |  | 14398
22
23 |  | plus |  | Total revaluation |  |  |  | 3133.9315
24
25 |  |  | Regulatory profit / (loss) before tax & term credit spread differential allowance |  |  |  |  | 55501.8664
26
27 |  | less |  | Term credit spread differential allowance |  |  |  | 91.7746
28
29 |  |  | Regulatory profit / (loss) before tax |  |  |  |  | 55410.0918
30
31 |  | less |  | Regulatory tax allowance |  |  |  | 12908.3313
32
33 |  |  | Regulatory profit / (loss) |  |  |  |  | 42501.7605
34
35 | 3(ii): Pass-Through and Recoverable Costs | [6 empty] | ($000)
36
37 |  |  | Pass-through costs
38 |  |  |  | Rates |  |  | 1504
39 |  |  |  | Commerce Act levies |  |  | 358
40 |  |  |  | GIC levies |  |  | 0
41 |  |  |  | Other specified pass-through costs |  |  | 57
42 |  |  | Recoverable costs
43 |  |  |  | Net recoverable costs allowed under incremental rolling incentive scheme |  |  | 0
44 |  |  |  | Input Methodology claw-back |  |  | 0
45 |  |  |  | Recoverable customised price-quality path costs |  |  | 0
46 |  |  | Pass-through and recoverable costs |  |  |  |  | 1919
47
55 | 3(iii): Incremental Rolling Incentive Scheme | [5 empty] | ($000)
56 | [6 empty] | CY-1 | CY
57
58 |  |  |  | Allowed controllable opex |  |  | 0 | 0
59 |  |  |  | Actual controllable opex |  |  | 0 | 0
60
61 |  |  | Incremental change in year |  |  |  |  | 0
62
63 | [6 empty] | Previous years' incremental change | Previous years' incremental change adjusted for inflation
64 |  |  |  | CY-5 |  |  | 0 | 0
65 |  |  |  | CY-4 |  |  | 0 | 0
66 |  |  |  | CY-3 |  |  | 0 | 0
67 |  |  |  | CY-2 |  |  | 0 | 0
68 |  |  |  | CY-1 |  |  | 0 | 0
69 |  |  | Net incremental rolling incentive scheme |  |  |  |  | 0
70
71 |  |  | Net recoverable costs allowed under incremental rolling incentive scheme |  |  |  |  | 0
72
73 | 3(iv): Merger and Acquisition Expenditure
74
75 |  |  |  | Merger and acquisition expenses |  |  |  | 0
76
77 |  |  |  | Provide commentary on the benefits of merger and acquisition expenditure to the gas distribution business, including required disclosures in accordance with section 2.7, in Schedule 14 (Mandatory Explanatory Notes)
78 | 3(v): Other Disclosures
79 |  |  |  | Self-insurance allowance |  |  | 0

## GasNet s3 DY2014
[6 empty] | Company Name | GasNet Limited
[6 empty] | For Year Ended | 2014-06-30
SCHEDULE 3: REPORT ON REGULATORY PROFIT
This schedule requires information on the calculation of regulatory profit for the GDB for the disclosure year. GDBs must complete all sections and must provide explanatory comment on their regulatory profit in Schedule 14 (Mandatory Explanatory Notes). This information is part of audited disclosure information (as defined in section 1.4 of the ID determination), and so is subject to the assurance report required by section 2.8.
sch ref
7 | 3(i): Regulatory Profit | [7 empty] | ($000)
8 |  |  | Income
9 |  |  |  | Line charge revenue |  |  |  |  | 4439
10 |  | plus |  | Gains / (losses) on asset disposals |  |  |  |  | 0
11 |  | plus |  | Other regulated income (other than gains / (losses) on asset disposals) |  |  |  |  | 28
12
13 |  |  | Total regulatory income | [5 empty] | 4467
14 |  |  | Expenses
15 |  | less |  | Operational expenditure |  |  |  |  | 1560
16
17 |  | less |  | Pass through and recoverable costs |  |  |  |  | 82
18
19 |  |  | Operating surplus / (deficit) | [5 empty] | 2825
20
21 |  | less |  | Total depreciation |  |  |  |  | 900
22
23 |  | plus |  | Total revaluation |  |  |  |  | 370.1446
24
25 |  |  | Regulatory profit / (loss) before tax & term credit spread differential allowance | [5 empty] | 2295.1446
26
27 |  | less |  | Term credit spread differential allowance |  |  |  |  | 0
28
29 |  |  | Regulatory profit / (loss) before tax | [5 empty] | 2295.1446
30
31 |  | less |  | Regulatory tax allowance |  |  |  |  | 576.5457
32
33 |  |  | Regulatory profit / (loss) | [5 empty] | 1718.5989
34
35 | 3(ii): Pass-Through and Recoverable Costs | [7 empty] | ($000)
36
37 |  |  | Pass-through costs
38 |  |  |  | Rates |  |  |  | 55
39 |  |  |  | Commerce Act levies |  |  |  | 23
40 |  |  |  | GIC levies |  |  |  | 0
41 |  |  |  | Other specified pass-through costs |  |  |  | 4
42 |  |  | Recoverable costs
43 |  |  |  | Net recoverable costs allowed under incremental rolling incentive scheme |  |  |  | 0
44 |  |  |  | Input Methodology claw-back |  |  |  | 0
45 |  |  |  | Recoverable customised price-quality path costs |  |  |  | 0
46 |  |  | Pass-through and recoverable costs | [5 empty] | 82
47
55 | 3(iii): Incremental Rolling Incentive Scheme | [6 empty] | ($000)
56 | [7 empty] | CY-1 | CY
57 | [7 empty] | 2013-06-30 | 2014-06-30
58 |  |  |  | Allowed controllable opex |  |  |  | 0 | 0
59 |  |  |  | Actual controllable opex |  |  |  | 0 | 0
60
61 |  |  | Incremental change in year | [5 empty] | 0
62
63 | [7 empty] | Previous years' incremental change | Previous years' incremental change adjusted for inflation
64 |  |  |  | CY-5 | 2009-06-30 |  |  | 0 | 0
65 |  |  |  | CY-4 | 2010-06-30 |  |  | 0 | 0
66 |  |  |  | CY-3 | 2011-06-30 |  |  | 0 | 0
67 |  |  |  | CY-2 | 2012-06-30 |  |  | 0 | 0
68 |  |  |  | CY-1 | 2013-06-30 |  |  | 0 | 0
69 |  |  | Net incremental rolling incentive scheme | [5 empty] | 0
70
71 |  |  | Net recoverable costs allowed under incremental rolling incentive scheme | [5 empty] | 0
72
73 | 3(iv): Merger and Acquisition Expenditure
74
75 |  |  |  | Merger and acquisition expenses |  |  |  |  | 0
76
77 |  |  |  | Provide commentary on the benefits of merger and acquisition expenditure to the gas distribution business, including required disclosures in accordance with section 2.7, in Schedule 14 (Mandatory Explanatory Notes)
78 | 3(v): Other Disclosures
79 |  |  |  | Self-insurance allowance |  |  |  | 0

## Powerco s3 DY2014
[6 empty] | Company Name | Powerco Limited
[6 empty] | For Year Ended | 2014-09-30
SCHEDULE 3: REPORT ON REGULATORY PROFIT
This schedule requires information on the calculation of regulatory profit for the GDB for the disclosure year. GDBs must complete all sections and must provide explanatory comment on their regulatory profit in Schedule 14 (Mandatory Explanatory Notes). This information is part of audited disclosure information (as defined in section 1.4 of the ID determination), and so is subject to the assurance report required by section 2.8.
sch ref
7 | 3(i): Regulatory Profit | [7 empty] | ($000)
8 |  |  | Income
9 |  |  |  | Line charge revenue |  |  |  |  | 49143.9002
10 |  | plus |  | Gains / (losses) on asset disposals |  |  |  |  | -32.9312
11 |  | plus |  | Other regulated income (other than gains / (losses) on asset disposals) |  |  |  |  | 973.2927
12
13 |  |  | Total regulatory income | [5 empty] | 50084.2618
14 |  |  | Expenses
15 |  | less |  | Operational expenditure |  |  |  |  | 15190.9429
16
17 |  | less |  | Pass through and recoverable costs |  |  |  |  | 1774.8694
18
19 |  |  | Operating surplus / (deficit) | [5 empty] | 33118.4495
20
21 |  | less |  | Total depreciation |  |  |  |  | 9453.7031
22
23 |  | plus |  | Total revaluation |  |  |  |  | 3435.2406
24
25 |  |  | Regulatory profit / (loss) before tax & term credit spread differential allowance | [5 empty] | 27099.987
26
27 |  | less |  | Term credit spread differential allowance |  |  |  |  | 0
28
29 |  |  | Regulatory profit / (loss) before tax | [5 empty] | 27099.987
30
31 |  | less |  | Regulatory tax allowance |  |  |  |  | 5159.7934
32
33 |  |  | Regulatory profit / (loss) | [5 empty] | 21940.1936
34
35 | 3(ii): Pass-Through and Recoverable Costs | [7 empty] | ($000)
36
37 |  |  | Pass-through costs
38 |  |  |  | Rates |  |  |  | 1373.0393
39 |  |  |  | Commerce Act levies |  |  |  | 360.2176
40 |  |  |  | GIC levies |  |  |  | 41.6124
41 |  |  |  | Other specified pass-through costs |  |  |  | 0
42 |  |  | Recoverable costs
43 |  |  |  | Net recoverable costs allowed under incremental rolling incentive scheme |  |  |  | 0
44 |  |  |  | Input Methodology claw-back |  |  |  | 0
45 |  |  |  | Recoverable customised price-quality path costs |  |  |  | 0
46 |  |  | Pass-through and recoverable costs | [5 empty] | 1774.8694
47
55 | 3(iii): Incremental Rolling Incentive Scheme | [6 empty] | ($000)
56 | [7 empty] | CY-1 | CY
57 | [7 empty] | 2013-09-30 | 2014-09-30
58 |  |  |  | Allowed controllable opex
59 |  |  |  | Actual controllable opex
60
61 |  |  | Incremental change in year
62
63 | [7 empty] | Previous years' incremental change | Previous years' incremental change adjusted for inflation
64 |  |  |  | CY-5 | 2009-09-30
65 |  |  |  | CY-4 | 2010-09-30
66 |  |  |  | CY-3 | 2011-09-30
67 |  |  |  | CY-2 | 2012-09-30
68 |  |  |  | CY-1 | 2013-09-30
69 |  |  | Net incremental rolling incentive scheme | [5 empty] | 0
70
71 |  |  | Net recoverable costs allowed under incremental rolling incentive scheme | [5 empty] | 0
72
73 | 3(iv): Merger and Acquisition Expenditure
74
75 |  |  |  | Merger and acquisition expenses
76
77 |  |  |  | Provide commentary on the benefits of merger and acquisition expenditure to the gas distribution business, including required disclosures in accordance with section 2.7, in Schedule 14 (Mandatory Explanatory Notes)
78 | 3(v): Other Disclosures
79 |  |  |  | Self-insurance allowance

## Vector GDB s3 DY2014
[6 empty] | Company Name | Vector - gas distribution business
[6 empty] | For Year Ended | 2014-06-30
SCHEDULE 3: REPORT ON REGULATORY PROFIT
This schedule requires information on the calculation of regulatory profit for the GDB for the disclosure year. GDBs must complete all sections and must provide explanatory comment on their regulatory profit in Schedule 14 (Mandatory Explanatory Notes). This information is part of audited disclosure information (as defined in section 1.4 of the ID determination), and so is subject to the assurance report required by section 2.8.
sch ref
7 | 3(i): Regulatory Profit | [7 empty] | ($000)
8 |  |  | Income
9 |  |  |  | Line charge revenue |  |  |  |  | 74664
10 |  | plus |  | Gains / (losses) on asset disposals |  |  |  |  | -50
11 |  | plus |  | Other regulated income (other than gains / (losses) on asset disposals) |  |  |  |  | 699
12
13 |  |  | Total regulatory income | [5 empty] | 75313
14 |  |  | Expenses
15 |  | less |  | Operational expenditure |  |  |  |  | 16466
16
17 |  | less |  | Pass through and recoverable costs |  |  |  |  | 2417
18
19 |  |  | Operating surplus / (deficit) | [5 empty] | 56430
20
21 |  | less |  | Total depreciation |  |  |  |  | 14483
22
23 |  | plus |  | Total revaluation |  |  |  |  | 7548.3834
24
25 |  |  | Regulatory profit / (loss) before tax & term credit spread differential allowance | [5 empty] | 49495.3834
26
27 |  | less |  | Term credit spread differential allowance |  |  |  |  | 95.6196
28
29 |  |  | Regulatory profit / (loss) before tax | [5 empty] | 49399.7638
30
31 |  | less |  | Regulatory tax allowance |  |  |  |  | 10122.612
32
33 |  |  | Regulatory profit / (loss) | [5 empty] | 39277.1518
34
35 | 3(ii): Pass-Through and Recoverable Costs | [7 empty] | ($000)
36
37 |  |  | Pass-through costs
38 |  |  |  | Rates |  |  |  | 1956
39 |  |  |  | Commerce Act levies |  |  |  | 411
40 |  |  |  | GIC levies
41 |  |  |  | Other specified pass-through costs |  |  |  | 50
42 |  |  | Recoverable costs
43 |  |  |  | Net recoverable costs allowed under incremental rolling incentive scheme |  |  |  | 0
44 |  |  |  | Input Methodology claw-back |  |  |  | 0
45 |  |  |  | Recoverable customised price-quality path costs |  |  |  | 0
46 |  |  | Pass-through and recoverable costs | [5 empty] | 2417
47
55 | 3(iii): Incremental Rolling Incentive Scheme | [6 empty] | ($000)
56 | [7 empty] | CY-1 | CY
57 | [7 empty] | 2013-06-30 | 2014-06-30
58 |  |  |  | Allowed controllable opex |  |  |  | 0 | 0
59 |  |  |  | Actual controllable opex |  |  |  | 0 | 0
60
61 |  |  | Incremental change in year | [5 empty] | 0
62
63 | [7 empty] | Previous years' incremental change | Previous years' incremental change adjusted for inflation
64 |  |  |  | CY-5 | 2009-06-30 |  |  | 0 | 0
65 |  |  |  | CY-4 | 2010-06-30 |  |  | 0 | 0
66 |  |  |  | CY-3 | 2011-06-30 |  |  | 0 | 0
67 |  |  |  | CY-2 | 2012-06-30 |  |  | 0 | 0
68 |  |  |  | CY-1 | 2013-06-30 |  |  | 0 | 0
69 |  |  | Net incremental rolling incentive scheme | [5 empty] | 0
70
71 |  |  | Net recoverable costs allowed under incremental rolling incentive scheme | [5 empty] | 0
72
73 | 3(iv): Merger and Acquisition Expenditure
74
75 |  |  |  | Merger and acquisition expenses |  |  |  |  | 0
76
77 |  |  |  | Provide commentary on the benefits of merger and acquisition expenditure to the gas distribution business, including required disclosures in accordance with section 2.7, in Schedule 14 (Mandatory Explanatory Notes)
78 | 3(v): Other Disclosures
79 |  |  |  | Self-insurance allowance |  |  |  | 0

## GasNet s4 DY2013
[11 empty] | Company Name | GasNet Limited
[11 empty] | For Year Ended | 2013-06-30
SCHEDULE 4: REPORT ON VALUE OF THE REGULATORY ASSET BASE (ROLLED FORWARD)
This schedule requires information on the calculation of the Regulatory Asset Base (RAB) value to the end of this disclosure year. This informs the ROI calculation in Schedule 2. GDBs must provide explanatory comment on the value of their RAB in Schedule 14 (Mandatory Explanatory Notes). This information is part of audited disclosure information (as defined in section 1.4 of the ID determination), and so is subject to the assurance report required by section 2.8.
sch ref
7 | 4(i): Regulatory Asset Base Value (Rolled Forward) | [8 empty] | RAB | RAB | RAB | RAB | RAB
8 | [9 empty] | CY-4 | CY-3 | CY-2 | CY-1 | CY
9 | [9 empty] | ($000) | ($000) | ($000) | ($000) | ($000)
10 |  |  | Total opening RAB value | [6 empty] | 22692 | 22386 | 22483 | 23025 | 23013.7355
11
12 |  | less | Total depreciation | [6 empty] | 768 | 845 | 892 | 874 | 892
13
14 |  | plus | Total revaluations | [6 empty] | 0 | 372 | 719 | 218.7355 | 157.4041
15
16 |  | plus | Assets commissioned | [6 empty] | 462 | 570 | 715 | 638 | 676
17
18 |  | less | Asset disposals | [6 empty] | 0 | 0 | 0 | 0 | 0
19
20 |  | plus | Lost and found assets adjustment | [6 empty] | 0 | 0 | 0 | 0 | 0
21
22 |  | plus | Adjustment resulting from asset allocation | [6 empty] | 0 | 0 | 0 | 6 | -0.13963
23
24 |  |  | Total closing RAB value | [6 empty] | 22386 | 22483 | 23025 | 23013.7355 | 22955
25 | 4(ii): Unallocated Regulatory Asset Base
26 | [10 empty] | Unallocated RAB * |  | RAB
27 | [10 empty] | ($000) | ($000) | ($000) | ($000)
28 |  |  | Total opening RAB value | [8 empty] | 23014 |  | 23013.7355
29 |  | less
30 |  |  | Total depreciation | [8 empty] | 892 |  | 892
31 |  | plus
32 |  |  | Total revaluations | [8 empty] | 157.4041 |  | 157.4041
33 |  | plus
34 |  |  |  | Assets commissioned (other than below) | [6 empty] | 676 |  | 676
35 |  |  |  | Assets acquired from a regulated supplier | [6 empty] | 0 |  | 0
36 |  |  |  | Assets acquired from a related party | [6 empty] | 0 |  | 0
37 |  |  | Assets commissioned | [8 empty] | 676 |  | 676
38 |  | less
39 |  |  |  | Asset disposals (other than below) | [6 empty] | 0 |  | 0
40 |  |  |  | Asset disposals to a regulated supplier | [6 empty] | 0 |  | 0
41 |  |  |  | Asset disposals to a related party | [6 empty] | 0 |  | 0
42 |  |  | Asset disposals | [8 empty] | 0 |  | 0
43
44 |  | plus | Lost and found assets adjustment | [8 empty] | 0 |  | 0
45
46 |  | plus | Adjustment resulting from asset allocation | [10 empty] | -0.13963
47
48 |  |  | Total closing RAB value | [8 empty] | 22955.4041 |  | 22955
49 | * The 'unallocated RAB' is the total value of those assets used wholly or partially to provide gas distribution services without any allowance being made for the allocation of costs to non-regulated services. The RAB value represents the value of these assets after applying this cost allocation. Neither value includes works under construction.
57 | 4(iii): Calculation of Revaluation Rate and Revaluation of Assets
58
59 |  |  |  | CPI4 | [9 empty] | 1176
60 |  |  |  | CPI4-4 | [9 empty] | 1168
61 |  |  |  | Revaluation rate (%) | [9 empty] | 0.6849%
62
63 | [10 empty] | Unallocated RAB * |  | RAB
64 | [10 empty] | ($000) | ($000) | ($000) | ($000)
65 |  |  |  | Total opening RAB value | [6 empty] | 23014 |  | 23014
66 |  | less |  | Opening RAB value of fully depreciated, disposed and lost assets | [6 empty] | 33 |  | 33
67
68 |  |  |  | Total opening RAB value subject to revaluation | [6 empty] | 22981 |  | 22981
69 |  |  | Total revaluations | [8 empty] | 157.4041 |  | 157.4041
70
71 | 4(iv): Roll Forward of Works Under Construction
72 | [10 empty] | Unallocated works under construction |  | Allocated works under construction
73 |  |  | Works under construction—preceding disclosure year
74 |  | plus |  | Capital expenditure | [8 empty] | 676
75 |  | less |  | Assets commissioned
76 |  | plus |  | Adjustment resulting from asset allocation
77 |  |  | Works under construction - current disclosure year | [8 empty] | 0 |  | 676
78
79 |  |  |  | Highest rate of capitalised finance applied
87 | 4(v): Regulatory Depreciation
88 | [10 empty] | Unallocated RAB * |  | RAB
89 | [10 empty] | ($000) | ($000) | ($000) | ($000)
90 |  |  |  | Depreciation - standard | [6 empty] | 307 |  | 307
91 |  |  |  | Depreciation - no standard life assets | [6 empty] | 585 |  | 585
92 |  |  |  | Depreciation - modified life assets | [6 empty] | 0 |  | 0
93 |  |  |  | Depreciation - alternative depreciation in accordance with CPP | [6 empty] | 0 |  | 0
94 |  |  | Total depreciation | [8 empty] | 892 |  | 892
95
96 | 4(vi): Disclosure of Changes to Depreciation Profiles | [10 empty] | ($000 unless otherwise specified)
97 |  |  |  | Asset or assets with changes to depreciation |  |  |  |  | Reason for non-standard depreciation (text entry) |  |  | Depreciation charge for the period (RAB) | Closing RAB value under 'non-standard' depreciation | Closing RAB value under 'standard' depreciation
98
99
100
101
102
103
104
105
106 |  |  |  | * include additional rows if needed
107 | 4(vii): Disclosure by Asset Category |  |  |  | ($000 unless otherwise specified)
108 |  |  |  |  | Intermediate pressure main pipelines | Medium pressure main pipelines | Low pressure main pipelines | Service pipe | Stations | Line valve | Special crossings | Other network assets | Non-network assets | Total
109 |  |  | Total opening RAB value |  | 2729 | 5554 | 7127 | 6240 | 219 | 104 | 367 | 263 | 411 | 23014
110 |  | less |  | Total depreciation | 70 | 151 | 318 | 181 | 19 | 3 | 12 | 5 | 133 | 892
111 |  | plus |  | Total revaluations | 19 | 38 | 48 | 43 | 1 | 1 | 3 | 2 | 2 | 157
112 |  | plus |  | Assets commissioned | 0 | 311 | 8 | 253 | 0 | 27 | 0 | 0 | 77 | 676
113 |  | less |  | Asset disposals | 0 | 0 | 0 | 0 | 0 | 0 | 0 | 0 | 0 | 0
114 |  | plus |  | Lost and found assets adjustment | 0 | 0 | 0 | 0 | 0 | 0 | 0 | 0 | 0 | 0
115 |  | plus |  | Adjustment resulting from asset allocation | 0 | 0 | 0 | 0 | 0 | 0 | 0 | 0 | 0 | 0
116 |  | plus |  | Asset category transfers | 0 | 5 | 2 | -7 | 0 | 0 | 0 | 0 | 0 | 0
117 |  |  | Total closing RAB value |  | 2678 | 5757 | 6867 | 6348 | 201 | 129 | 358 | 260 | 357 | 22955
118
119 |  |  | Asset Life
120 |  |  |  | Weighted average remaining asset life | 40.3723 | 39.9813 | 34.2712 | 41.646 | 15.5897 | 40.5005 | 43.0332 | 53.0652 | 4.3653 | (years)
121 |  |  |  | Weighted average expected total asset life | 70 | 58.9084 | 56.9872 | 58.6538 | 38.1599 | 59.0563 | 64.4877 | 58.2346 | 7.8492 | (years)

## Powerco s4 DY2013
[11 empty] | Company Name | Powerco Limited
[11 empty] | For Year Ended | 2013-09-30
SCHEDULE 4: REPORT ON VALUE OF THE REGULATORY ASSET BASE (ROLLED FORWARD)
This schedule requires information on the calculation of the Regulatory Asset Base (RAB) value to the end of this disclosure year. This informs the ROI calculation in Schedule 2. GDBs must provide explanatory comment on the value of their RAB in Schedule 14 (Mandatory Explanatory Notes). This information is part of audited disclosure information (as defined in section 1.4 of the ID determination), and so is subject to the assurance report required by section 2.8.
sch ref
7 | 4(i): Regulatory Asset Base Value (Rolled Forward) | [8 empty] | RAB | RAB | RAB | RAB | RAB
8 | [9 empty] | CY-4 | CY-3 | CY-2 | CY-1 | CY
9 | [9 empty] | ($000) | ($000) | ($000) | ($000) | ($000)
10 |  |  | Total opening RAB value | [6 empty] | 0 | 316841.6264 | 323903.6305 | 331587.3523 | 337841.7561
11
12 |  | less | Total depreciation | [6 empty] | 0 | 8053.7406 | 8245.413 | 8669.2153 | 9076.7456
13
14 |  | plus | Total revaluations | [6 empty] | 0 | 4629.6493 | 8226.0689 | 2567.7317 | 4614.2685
15
16 |  | plus | Assets commissioned | [6 empty] | 0 | 10490.1492 | 7714.2321 | 12449.946 | 6632.8432
17
18 |  | less | Asset disposals | [6 empty] | 0 | 0 | 0 | 64.6407 | 134.9812
19
20 |  | plus | Lost and found assets adjustment | [6 empty] | 0 | 0 | 0 | 0 | 0
21
22 |  | plus | Adjustment resulting from asset allocation | [6 empty] | 0 | -4.0539 | -11.1662 | -29.4178 | -42.5887
23
24 |  |  | Total closing RAB value | [6 empty] | 0 | 323903.6305 | 331587.3523 | 337841.7561 | 339834.5523
25 | 4(ii): Unallocated Regulatory Asset Base
26 | [10 empty] | Unallocated RAB * |  | RAB
27 | [10 empty] | ($000) | ($000) | ($000) | ($000)
28 |  |  | Total opening RAB value | [8 empty] | 362428.2376 |  | 337841.7561
29 |  | less
30 |  |  | Total depreciation | [8 empty] | 10194.3137 |  | 9076.7456
31 |  | plus
32 |  |  | Total revaluations | [8 empty] | 4950.2067 |  | 4614.2685
33 |  | plus
34 |  |  |  | Assets commissioned (other than below) | [6 empty] | 12071.6562 |  | 6632.8432
35 |  |  |  | Assets acquired from a regulated supplier | [6 empty] | 0 |  | 0
36 |  |  |  | Assets acquired from a related party | [6 empty] | 0 |  | 0
37 |  |  | Assets commissioned | [8 empty] | 12071.6562 |  | 6632.8432
38 |  | less
39 |  |  |  | Asset disposals (other than below) | [6 empty] | 134.9812 |  | 134.9812
40 |  |  |  | Asset disposals to a regulated supplier | [6 empty] | 0 |  | 0
41 |  |  |  | Asset disposals to a related party | [6 empty] | 0 |  | 0
42 |  |  | Asset disposals | [8 empty] | 134.9812 |  | 134.9812
43
44 |  | plus | Lost and found assets adjustment | [8 empty] | 0 |  | 0
45
46 |  | plus | Adjustment resulting from asset allocation | [10 empty] | -42.5887
47
48 |  |  | Total closing RAB value | [8 empty] | 369120.8056 |  | 339834.5523
49 | * The 'unallocated RAB' is the total value of those assets used wholly or partially to provide gas distribution services without any allowance being made for the allocation of costs to non-regulated services. The RAB value represents the value of these assets after applying this cost allocation. Neither value includes works under construction.
57 | 4(iii): Calculation of Revaluation Rate and Revaluation of Assets
58
59 |  |  |  | CPI4 | [9 empty] | 1187
60 |  |  |  | CPI4-4 | [9 empty] | 1171
61 |  |  |  | Revaluation rate (%) | [9 empty] | 1.366%
62
63 | [10 empty] | Unallocated RAB * |  | RAB
64 | [10 empty] | ($000) | ($000) | ($000) | ($000)
65 |  |  |  | Total opening RAB value | [6 empty] | 362428.2376 |  | 337841.7561
66 |  | less |  | Opening RAB value of fully depreciated, disposed and lost assets | [6 empty] | 134.9812 |  | 134.9812
67
68 |  |  |  | Total opening RAB value subject to revaluation | [6 empty] | 362293.2564 |  | 337706.775
69 |  |  | Total revaluations | [8 empty] | 4950.2067 |  | 4614.2685
70
71 | 4(iv): Roll Forward of Works Under Construction
72 | [10 empty] | Unallocated works under construction |  | Allocated works under construction
73 |  |  | Works under construction—preceding disclosure year | [8 empty] | 7474.6135 |  | 3019.6551
74 |  | plus |  | Capital expenditure | [6 empty] | 13089.2967 |  | 7095.146
75 |  | less |  | Assets commissioned | [6 empty] | 0 |  | 6632.8432
76 |  | plus |  | Adjustment resulting from asset allocation | [8 empty] | -14
77 |  |  | Works under construction - current disclosure year | [8 empty] | 20563.9102 |  | 3467.9579
78
79 |  |  |  | Highest rate of capitalised finance applied | [9 empty] | 0
87 | 4(v): Regulatory Depreciation
88 | [10 empty] | Unallocated RAB * |  | RAB
89 | [10 empty] | ($000) | ($000) | ($000) | ($000)
90 |  |  |  | Depreciation - standard | [6 empty] | 9337.1158 |  | 8929.4724
91 |  |  |  | Depreciation - no standard life assets | [6 empty] | 857.1979 |  | 147.2733
92 |  |  |  | Depreciation - modified life assets | [6 empty] | 0 |  | 0
93 |  |  |  | Depreciation - alternative depreciation in accordance with CPP | [6 empty] | 0 |  | 0
94 |  |  | Total depreciation | [8 empty] | 10194.3137 |  | 9076.7456
95
96 | 4(vi): Disclosure of Changes to Depreciation Profiles | [10 empty] | ($000 unless otherwise specified)
97 |  |  |  | Asset or assets with changes to depreciation |  |  |  |  | Reason for non-standard depreciation (text entry) |  |  | Depreciation charge for the period (RAB) | Closing RAB value under 'non-standard' depreciation | Closing RAB value under 'standard' depreciation
98
99
100
101
102
103
104
105
106 |  |  |  | * include additional rows if needed
107 | 4(vii): Disclosure by Asset Category |  |  |  | ($000 unless otherwise specified)
108 |  |  |  |  | Intermediate pressure main pipelines | Medium pressure main pipelines | Low pressure main pipelines | Service pipe | Stations | Line valve | Special crossings | Other network assets | Non-network assets | Total
109 |  |  | Total opening RAB value |  | 0 | 0 | 0 | 0 | 0 | 0 | 0 | 331328.8597 | 6512.8805 | 337841.7402
110 |  | less |  | Total depreciation | 0 | 0 | 0 | 0 | 0 | 0 | 0 | 8780.7056 | 296.0778 | 9076.7834
111 |  | plus |  | Total revaluations | 0 | 0 | 0 | 0 | 0 | 0 | 0 | 4525.2686 | 89.0003 | 4614.2689
112 |  | plus |  | Assets commissioned | 0 | 0 | 0 | 0 | 0 | 0 | 0 | 5254.5218 | 1378.3214 | 6632.8432
113 |  | less |  | Asset disposals | 0 | 0 | 0 | 0 | 0 | 0 | 0 | 134.9812 | 0 | 134.9812
114 |  | plus |  | Lost and found assets adjustment | 0 | 0 | 0 | 0 | 0 | 0 | 0 | 0 | 0 | 0
115 |  | plus |  | Adjustment resulting from asset allocation | 0 | 0 | 0 | 0 | 0 | 0 | 0 | 0 | -42.5691 | -42.5691
116 |  | plus |  | Asset category transfers | 47494.9163 | 172844.1143 | 5153.2974 | 94983.3811 | 6220.1055 | 2204.7364 | 179.9245 | -329080.4755 | 0 | 0
117 |  |  | Total closing RAB value |  | 47494.9163 | 172844.1143 | 5153.2974 | 94983.3811 | 6220.1055 | 2204.7364 | 179.9245 | 3112.4879 | 7641.5553 | 339834.5187
118
119 |  |  | Asset Life
120 |  |  |  | Weighted average remaining asset life | 35 | 38 | 41 | 40 | 17 | 35 | 44 | 16 | 22 | (years)
121 |  |  |  | Weighted average expected total asset life | 67 | 59 | 60 | 60 | 35 | 62 | 70 | 22 | 28 | (years)

## Vector GDB s4 DY2013
[11 empty] | Company Name | Vector - gas distribution business
[11 empty] | For Year Ended | 2013-06-30
SCHEDULE 4: REPORT ON VALUE OF THE REGULATORY ASSET BASE (ROLLED FORWARD)
This schedule requires information on the calculation of the Regulatory Asset Base (RAB) value to the end of this disclosure year. This informs the ROI calculation in Schedule 2. GDBs must provide explanatory comment on the value of their RAB in Schedule 14 (Mandatory Explanatory Notes). This information is part of audited disclosure information (as defined in section 1.4 of the ID determination), and so is subject to the assurance report required by section 2.8.
sch ref
7 | 4(i): Regulatory Asset Base Value (Rolled Forward) | [8 empty] | RAB | RAB | RAB | RAB | RAB
8 | [9 empty] | CY-4 | CY-3 | CY-2 | CY-1 | CY
9 | [9 empty] | ($000) | ($000) | ($000) | ($000) | ($000)
10 |  |  | Total opening RAB value | [7 empty] | 418694 | 423843 | 447295 | 458523
11
12 |  | less | Total depreciation | [7 empty] | 13416 | 12571 | 13662 | 14398
13
14 |  | plus | Total revaluations | [7 empty] | 6925 | 13596 | 4248 | 3133.9315
15
16 |  | plus | Assets commissioned | [7 empty] | 12363 | 22745 | 20664 | 20404
17
18 |  | less | Asset disposals | [7 empty] | 723 | 328 | 48 | 190
19
20 |  | plus | Lost and found assets adjustment | [7 empty] | 0 | 0 | 0 | 0
21
22 |  | plus | Adjustment resulting from asset allocation | [7 empty] | 0 | 10 | 26 | -14.9315
23
24 |  |  | Total closing RAB value | [6 empty] | 0 | 423843 | 447295 | 458523 | 467458
25 | 4(ii): Unallocated Regulatory Asset Base
26 | [10 empty] | Unallocated RAB * |  | RAB
27 | [10 empty] | ($000) | ($000) | ($000) | ($000)
28 |  |  | Total opening RAB value | [8 empty] | 486851 |  | 458523
29 |  | less
30 |  |  | Total depreciation | [8 empty] | 25633 |  | 14398
31 |  | plus
32 |  |  | Total revaluations | [8 empty] | 3299.8356 |  | 3133.9315
33 |  | plus
34 |  |  |  | Assets commissioned (other than below) | [6 empty] | 28960 |  | 20404
35 |  |  |  | Assets acquired from a regulated supplier | [6 empty] | 0 |  | 0
36 |  |  |  | Assets acquired from a related party | [6 empty] | 0 |  | 0
37 |  |  | Assets commissioned | [8 empty] | 28960 |  | 20404
38 |  | less
39 |  |  |  | Asset disposals (other than below) | [6 empty] | 231 |  | 190
40 |  |  |  | Asset disposals to a regulated supplier | [6 empty] | 0 |  | 0
41 |  |  |  | Asset disposals to a related party | [6 empty] | 0 |  | 0
42 |  |  | Asset disposals | [8 empty] | 231 |  | 190
43
44 |  | plus | Lost and found assets adjustment | [8 empty] | 0 |  | 0
45
46 |  | plus | Adjustment resulting from asset allocation | [10 empty] | -14.9315
47
48 |  |  | Total closing RAB value | [8 empty] | 493246.8356 |  | 467458
49 | * The 'unallocated RAB' is the total value of those assets used wholly or partially to provide gas distribution services without any allowance being made for the allocation of costs to non-regulated services. The RAB value represents the value of these assets after applying this cost allocation. Neither value includes works under construction.
57 | 4(iii): Calculation of Revaluation Rate and Revaluation of Assets
58
59 |  |  |  | CPI4 | [9 empty] | 1176
60 |  |  |  | CPI4-4 | [9 empty] | 1168
61 |  |  |  | Revaluation rate (%) | [9 empty] | 0.6849%
62
63 | [10 empty] | Unallocated RAB * |  | RAB
64 | [10 empty] | ($000) | ($000) | ($000) | ($000)
65 |  |  |  | Total opening RAB value | [6 empty] | 486851 |  | 458523
66 |  | less |  | Opening RAB value of fully depreciated, disposed and lost assets | [6 empty] | 5075 |  | 969
67
68 |  |  |  | Total opening RAB value subject to revaluation | [6 empty] | 481776 |  | 457554
69 |  |  | Total revaluations | [8 empty] | 3299.8356 |  | 3133.9315
70
71 | 4(iv): Roll Forward of Works Under Construction
72 | [10 empty] | Unallocated works under construction |  | Allocated works under construction
73 |  |  | Works under construction—preceding disclosure year | [8 empty] | 1567 |  | 707
74 |  | plus |  | Capital expenditure | [6 empty] | 30030 |  | 20910
75 |  | less |  | Assets commissioned | [6 empty] | 28960 |  | 20404
76 |  | plus |  | Adjustment resulting from asset allocation | [8 empty] | -6
77 |  |  | Works under construction - current disclosure year | [8 empty] | 2637 |  | 1207
78
79 |  |  |  | Highest rate of capitalised finance applied | [9 empty] | 6.83%
87 | 4(v): Regulatory Depreciation
88 | [10 empty] | Unallocated RAB * |  | RAB
89 | [10 empty] | ($000) | ($000) | ($000) | ($000)
90 |  |  |  | Depreciation - standard | [6 empty] | 12551 |  | 12551
91 |  |  |  | Depreciation - no standard life assets | [6 empty] | 13082 |  | 1847
92 |  |  |  | Depreciation - modified life assets | [6 empty] | 0 |  | 0
93 |  |  |  | Depreciation - alternative depreciation in accordance with CPP | [6 empty] | 0 |  | 0
94 |  |  | Total depreciation | [8 empty] | 25633 |  | 14398
95
96 | 4(vi): Disclosure of Changes to Depreciation Profiles | [10 empty] | ($000 unless otherwise specified)
97 |  |  |  | Asset or assets with changes to depreciation |  |  |  |  | Reason for non-standard depreciation (text entry) |  |  | Depreciation charge for the period (RAB) | Closing RAB value under 'non-standard' depreciation | Closing RAB value under 'standard' depreciation
98
99
100
101
102
103
104
105
106 |  |  |  | * include additional rows if needed
107 | 4(vii): Disclosure by Asset Category |  |  |  | ($000 unless otherwise specified)
108 |  |  |  |  | Intermediate pressure main pipelines | Medium pressure main pipelines | Low pressure main pipelines | Service pipe | Stations | Line valve | Special crossings | Other network assets | Non-network assets | Total
109 |  |  | Total opening RAB value | [10 empty] | 0
110 |  | less |  | Total depreciation | [9 empty] | 0
111 |  | plus |  | Total revaluations | [9 empty] | 0
112 |  | plus |  | Assets commissioned | [9 empty] | 0
113 |  | less |  | Asset disposals | [9 empty] | 0
114 |  | plus |  | Lost and found assets adjustment | [9 empty] | 0
115 |  | plus |  | Adjustment resulting from asset allocation | [9 empty] | 0
116 |  | plus |  | Asset category transfers | [9 empty] | 0
117 |  |  | Total closing RAB value |  | 59841 | 307438 | 11894 | 63959 | 5529 | 3488 | 0 | 10676 | 4633 | 467458
118
119 |  |  | Asset Life
120 |  |  |  | Weighted average remaining asset life | 42 | 43 | 42 | 45 | 27 | 36 | 0 | 18 | 7 | (years)
121 |  |  |  | Weighted average expected total asset life | 71 | 60 | 60 | 60 | 35 | 63 | 0 | 46 | 13 | (years)

## GasNet s4 DY2014
[11 empty] | Company Name | GasNet Limited
[11 empty] | For Year Ended | 2014-06-30
SCHEDULE 4: REPORT ON VALUE OF THE REGULATORY ASSET BASE (ROLLED FORWARD)
This schedule requires information on the calculation of the Regulatory Asset Base (RAB) value to the end of this disclosure year. This informs the ROI calculation in Schedule 2. GDBs must provide explanatory comment on the value of their RAB in Schedule 14 (Mandatory Explanatory Notes). This information is part of audited disclosure information (as defined in section 1.4 of the ID determination), and so is subject to the assurance report required by section 2.8.
sch ref
7 | 4(i): Regulatory Asset Base Value (Rolled Forward) | [8 empty] | RAB | RAB | RAB | RAB | RAB
8 | [8 empty] | for year ended | 2010-06-30 | 2011-06-30 | 2012-06-30 | 2013-06-30 | 2014-06-30
9 | [9 empty] | ($000) | ($000) | ($000) | ($000) | ($000)
10 |  |  | Total opening RAB value | [6 empty] | 22386 | 22483 | 23025 | 23014 | 22955
11
12 |  | less | Total depreciation | [6 empty] | 845 | 892 | 874 | 892 | 900
13
14 |  | plus | Total revaluations | [6 empty] | 372 | 719 | 219 | 157 | 370.1446
15
16 |  | plus | Assets commissioned | [6 empty] | 570 | 715 | 638 | 676 | 730
17
18 |  | less | Asset disposals | [6 empty] | 0 | 0 | 0 | 0 | 7
19
20 |  | plus | Lost and found assets adjustment | [6 empty] | 0 | 0 | 0 | 0 | 0
21
22 |  | plus | Adjustment resulting from asset allocation | [6 empty] | 0 | 0 | 6 | 0 | -1.1446
23
24 |  |  | Total closing RAB value | [6 empty] | 22483 | 23025 | 23014 | 22955 | 23147
25 | 4(ii): Unallocated Regulatory Asset Base
26 | [10 empty] | Unallocated RAB * |  | RAB
27 | [10 empty] | ($000) | ($000) | ($000) | ($000)
28 |  |  | Total opening RAB value | [8 empty] | 22955 |  | 22955
29 |  | less
30 |  |  | Total depreciation | [8 empty] | 900 |  | 900
31 |  | plus
32 |  |  | Total revaluations | [8 empty] | 370.1446 |  | 370.1446
33 |  | plus
34 |  |  |  | Assets commissioned (other than below) | [6 empty] | 730 |  | 730
35 |  |  |  | Assets acquired from a regulated supplier | [6 empty] | 0 |  | 0
36 |  |  |  | Assets acquired from a related party | [6 empty] | 0 |  | 0
37 |  |  | Assets commissioned | [8 empty] | 730 |  | 730
38 |  | less
39 |  |  |  | Asset disposals (other than below) | [6 empty] | 7 |  | 7
40 |  |  |  | Asset disposals to a regulated supplier | [6 empty] | 0 |  | 0
41 |  |  |  | Asset disposals to a related party | [6 empty] | 0 |  | 0
42 |  |  | Asset disposals | [8 empty] | 7 |  | 7
43
44 |  | plus | Lost and found assets adjustment | [8 empty] | 0 |  | 0
45
46 |  | plus | Adjustment resulting from asset allocation | [10 empty] | -1.1446
47
48 |  |  | Total closing RAB value | [8 empty] | 23148.1446 |  | 23147
49 | * The 'unallocated RAB' is the total value of those assets used wholly or partially to provide gas distribution services without any allowance being made for the allocation of costs to non-regulated services. The RAB value represents the value of these assets after applying this cost allocation. Neither value includes works under construction.
57 | 4(iii): Calculation of Revaluation Rate and Revaluation of Assets
58
59 |  |  |  | CPI4 | [9 empty] | 1195
60 |  |  |  | CPI4-4 | [9 empty] | 1176
61 |  |  |  | Revaluation rate (%) | [9 empty] | 1.616%
62
63 | [10 empty] | Unallocated RAB * |  | RAB
64 | [10 empty] | ($000) | ($000) | ($000) | ($000)
65 |  |  |  | Total opening RAB value | [6 empty] | 22955 |  | 22955
66 |  | less |  | Opening RAB value of fully depreciated, disposed and lost assets | [6 empty] | 45 |  | 45
67
68 |  |  |  | Total opening RAB value subject to revaluation | [6 empty] | 22910 |  | 22910
69 |  |  | Total revaluations | [8 empty] | 370.1446 |  | 370.1446
70
71 | 4(iv): Roll Forward of Works Under Construction
72 | [10 empty] | Unallocated works under construction |  | Allocated works under construction
73 |  |  | Works under construction—preceding disclosure year | [8 empty] | 0 |  | 0
74 |  | plus |  | Capital expenditure | [6 empty] | 0 |  | 730
75 |  | less |  | Assets commissioned | [6 empty] | 730 |  | 730
76 |  | plus |  | Adjustment resulting from asset allocation | [8 empty] | 0
77 |  |  | Works under construction - current disclosure year | [8 empty] | -730 |  | 0
78
79 |  |  |  | Highest rate of capitalised finance applied
87 | 4(v): Regulatory Depreciation
88 | [10 empty] | Unallocated RAB * |  | RAB
89 | [10 empty] | ($000) | ($000) | ($000) | ($000)
90 |  |  |  | Depreciation - standard | [6 empty] | 795 |  | 795
91 |  |  |  | Depreciation - no standard life assets | [6 empty] | 105 |  | 105
92 |  |  |  | Depreciation - modified life assets | [6 empty] | 0 |  | 0
93 |  |  |  | Depreciation - alternative depreciation in accordance with CPP | [6 empty] | 0 |  | 0
94 |  |  | Total depreciation | [8 empty] | 900 |  | 900
95
96 | 4(vi): Disclosure of Changes to Depreciation Profiles | [10 empty] | ($000 unless otherwise specified)
97 |  |  |  | Asset or assets with changes to depreciation |  |  |  |  | Reason for non-standard depreciation (text entry) |  |  | Depreciation charge for the period (RAB) | Closing RAB value under 'non-standard' depreciation | Closing RAB value under 'standard' depreciation
98 |  |  |  | Nil
99
100
101
102
103
104
105
106 |  |  |  | * include additional rows if needed
107 | 4(vii): Disclosure by Asset Category |  |  |  | ($000 unless otherwise specified)
108 |  |  |  |  | Intermediate pressure main pipelines | Medium pressure main pipelines | Low pressure main pipelines | Service pipe | Stations | Line valve | Special crossings | Other network assets | Non-network assets | Total
109 |  |  | Total opening RAB value |  | 2678 | 5757 | 6867 | 6348 | 201 | 129 | 358 | 260 | 357 | 22955
110 |  | less |  | Total depreciation | 70 | 156 | 322 | 188 | 18 | 4 | 12 | 5 | 125 | 900
111 |  | plus |  | Total revaluations | 43 | 91 | 114 | 102 | 3 | 2 | 6 | 4 | 5 | 370
112 |  | plus |  | Assets commissioned | 0 | 74 | 296 | 231 | 29 | 0 | 0 | 0 | 100 | 730
113 |  | less |  | Asset disposals | 1 | 0 | 3 | 3 | 0 | 0 | 0 | 0 | 0 | 7
114 |  | plus |  | Lost and found assets adjustment | 0 | 0 | 0 | 0 | 0 | 0 | 0 | 0 | 0 | 0
115 |  | plus |  | Adjustment resulting from asset allocation | 1 | 0 | -2 | 0 | 0 | 0 | -1 | 1 | 0 | -1
116 |  | plus |  | Asset category transfers | 0 | -124 | 127 | -2 | 1 | -1 | -1 | 0 | 0 | 0
117 |  |  | Total closing RAB value |  | 2651 | 5642 | 7077 | 6488 | 216 | 126 | 350 | 260 | 337 | 23147
118
119 |  |  | Asset Life
120 |  |  |  | Weighted average remaining asset life | 39.4 | 39.7 | 34.4 | 41.5 | 14.7 | 41.2 | 42.5 | 52.4 | 4.1 | (years)
121 |  |  |  | Weighted average expected total asset life | 70 | 59 | 57.1 | 58.7 | 38.1 | 57.5 | 64.8 | 58.5 | 7.5 | (years)

## Powerco s4 DY2014
[11 empty] | Company Name | Powerco Limited
[11 empty] | For Year Ended | 2014-09-30
SCHEDULE 4: REPORT ON VALUE OF THE REGULATORY ASSET BASE (ROLLED FORWARD)
This schedule requires information on the calculation of the Regulatory Asset Base (RAB) value to the end of this disclosure year. This informs the ROI calculation in Schedule 2. GDBs must provide explanatory comment on the value of their RAB in Schedule 14 (Mandatory Explanatory Notes). This information is part of audited disclosure information (as defined in section 1.4 of the ID determination), and so is subject to the assurance report required by section 2.8.
sch ref
7 | 4(i): Regulatory Asset Base Value (Rolled Forward) | [8 empty] | RAB | RAB | RAB | RAB | RAB
8 | [8 empty] | for year ended | 2010-09-30 | 2011-09-30 | 2012-09-30 | 2013-09-30 | 2014-09-30
9 | [9 empty] | ($000) | ($000) | ($000) | ($000) | ($000)
10 |  |  | Total opening RAB value | [6 empty] | 316841.6264 | 323903.6305 | 331587.3523 | 337841.7561 | 339834.5523
11
12 |  | less | Total depreciation | [6 empty] | 8053.7406 | 8245.413 | 8669.2153 | 9076.7456 | 9453.7031
13
14 |  | plus | Total revaluations | [6 empty] | 4629.6493 | 8226.0689 | 2567.7317 | 4614.2685 | 3435.2406
15
16 |  | plus | Assets commissioned | [6 empty] | 10490.1492 | 7714.2321 | 12449.946 | 6632.8432 | 6931.0755
17
18 |  | less | Asset disposals | [6 empty] | 0 | 0 | 64.6407 | 134.9812 | 32.5441
19
20 |  | plus | Lost and found assets adjustment | [6 empty] | 0 | 0 | 0 | 0 | 0
21
22 |  | plus | Adjustment resulting from asset allocation | [6 empty] | -4.0539 | -11.1662 | -29.4178 | -42.5887 | -175.1501
23
24 |  |  | Total closing RAB value | [6 empty] | 323903.6305 | 331587.3523 | 337841.7561 | 339834.5523 | 340539.4711
25 | 4(ii): Unallocated Regulatory Asset Base
26 | [10 empty] | Unallocated RAB * |  | RAB
27 | [10 empty] | ($000) | ($000) | ($000) | ($000)
28 |  |  | Total opening RAB value | [8 empty] | 369120.8056 |  | 339834.5523
29 |  | less
30 |  |  | Total depreciation | [8 empty] | 10784.8959 |  | 9453.7031
31 |  | plus
32 |  |  | Total revaluations | [8 empty] | 3731.3105 |  | 3435.2406
33 |  | plus
34 |  |  |  | Assets commissioned (other than below) | [6 empty] | 11341.6592 |  | 6931.0755
35 |  |  |  | Assets acquired from a regulated supplier | [6 empty] | 0 |  | 0
36 |  |  |  | Assets acquired from a related party | [6 empty] | 0 |  | 0
37 |  |  | Assets commissioned | [8 empty] | 11341.6592 |  | 6931.0755
38 |  | less
39 |  |  |  | Asset disposals (other than below) | [6 empty] | 2.735 |  | 32.5441
40 |  |  |  | Asset disposals to a regulated supplier | [6 empty] | 0 |  | 0
41 |  |  |  | Asset disposals to a related party | [6 empty] | 0 |  | 0
42 |  |  | Asset disposals | [8 empty] | 2.735 |  | 32.5441
43
44 |  | plus | Lost and found assets adjustment
45
46 |  | plus | Adjustment resulting from asset allocation | [10 empty] | -175.1501
47
48 |  |  | Total closing RAB value | [8 empty] | 373406.1445 |  | 340539.4711
49 | * The 'unallocated RAB' is the total value of those assets used wholly or partially to provide gas distribution services without any allowance being made for the allocation of costs to non-regulated services. The RAB value represents the value of these assets after applying this cost allocation. Neither value includes works under construction.
57 | 4(iii): Calculation of Revaluation Rate and Revaluation of Assets
58
59 |  |  |  | CPI4 | [9 empty] | 1199
60 |  |  |  | CPI4-4 | [9 empty] | 1187
61 |  |  |  | Revaluation rate (%) | [9 empty] | 1.011%
62
63 | [10 empty] | Unallocated RAB * |  | RAB
64 | [10 empty] | ($000) | ($000) | ($000) | ($000)
65 |  |  |  | Total opening RAB value | [6 empty] | 369120.8056 |  | 339834.5523
66 |  | less |  | Opening RAB value of fully depreciated, disposed and lost assets | [6 empty] | 32.0057 |  | 32.0057
67
68 |  |  |  | Total opening RAB value subject to revaluation | [6 empty] | 369088.7999 |  | 339802.5466
69 |  |  | Total revaluations | [8 empty] | 3731.3105 |  | 3435.2406
70
71 | 4(iv): Roll Forward of Works Under Construction
72 | [10 empty] | Unallocated works under construction |  | Allocated works under construction
73 |  |  | Works under construction—preceding disclosure year | [8 empty] | 8492.1999 |  | 3468
74 |  | plus |  | Capital expenditure | [6 empty] | 17722.1343 |  | 10488.7046
75 |  | less |  | Assets commissioned | [6 empty] | 11341.6592 |  | 6931.0755
76 |  | plus |  | Adjustment resulting from asset allocation | [8 empty] | -98.2914
77 |  |  | Works under construction - current disclosure year | [8 empty] | 14872.6749 |  | 6927.3377
78
79 |  |  |  | Highest rate of capitalised finance applied | [9 empty] | 6.73%
87 | 4(v): Regulatory Depreciation
88 | [10 empty] | Unallocated RAB * |  | RAB
89 | [10 empty] | ($000) | ($000) | ($000) | ($000)
90 |  |  |  | Depreciation - standard | [6 empty] | 9641.591 |  | 9214.536
91 |  |  |  | Depreciation - no standard life assets | [6 empty] | 1143.3049 |  | 239.1671
92 |  |  |  | Depreciation - modified life assets | [6 empty] | 0 |  | 0
93 |  |  |  | Depreciation - alternative depreciation in accordance with CPP | [6 empty] | 0 |  | 0
94 |  |  | Total depreciation | [8 empty] | 10784.8959 |  | 9453.7031
95
96 | 4(vi): Disclosure of Changes to Depreciation Profiles | [10 empty] | ($000 unless otherwise specified)
97 |  |  |  | Asset or assets with changes to depreciation |  |  |  |  | Reason for non-standard depreciation (text entry) |  |  | Depreciation charge for the period (RAB) | Closing RAB value under 'non-standard' depreciation | Closing RAB value under 'standard' depreciation
98 |  |  |  | 0
99 |  |  |  | 0
100 |  |  |  | 0
101 |  |  |  | 0
102 |  |  |  | 0
103 |  |  |  | 0
104 |  |  |  | 0
105 |  |  |  | 0
106 |  |  |  | * include additional rows if needed
107 | 4(vii): Disclosure by Asset Category |  |  |  | ($000 unless otherwise specified)
108 |  |  |  |  | Intermediate pressure main pipelines | Medium pressure main pipelines | Low pressure main pipelines | Service pipe | Stations | Line valve | Special crossings | Other network assets | Non-network assets | Total
109 |  |  | Total opening RAB value |  | 47494.9435 | 172844.2132 | 5153.3003 | 94983.4355 | 6220.109 | 2204.7376 | 179.9246 | 3112.4879 | 7641.589 | 339834.7407
110 |  | less |  | Total depreciation | 1364.4014 | 4593.2479 | 126.4159 | 2395.5386 | 377.6354 | 51.0711 | 4.1236 | 193.9243 | 347.345 | 9453.7031
111 |  | plus |  | Total revaluations | 480.1511 | 1747.372 | 52.0974 | 960.2369 | 62.8823 | 22.2888 | 1.819 | 31.1422 | 77.2474 | 3435.237
112 |  | plus |  | Assets commissioned | 358.5266 | 1304.7515 | 38.8986 | 3169.5472 | 79.0524 | 42.1224 | 170.3772 | 752.0438 | 1015.7557 | 6931.0755
113 |  | less |  | Asset disposals | 0 | 0 | 0 | 0 | 0 | 0 | 0 | 32.0057 | 0.53836 | 32.5441
114 |  | plus |  | Lost and found assets adjustment | 0 | 0 | 0 | 0 | 0 | 0 | 0 | 0 | 0 | 0
115 |  | plus |  | Adjustment resulting from asset allocation | 0 | 0 | 0 | 0 | 0 | 0 | 0 | 0 | -175.3404 | -175.3404
116 |  | plus |  | Asset category transfers | 0 | 0 | 0 | 0 | 0 | 0 | 0 | 0 | 0 | 0
117 |  |  | Total closing RAB value |  | 46969.2198 | 171303.0888 | 5117.8804 | 96717.681 | 5984.4084 | 2218.0778 | 347.9972 | 3669.7439 | 8211.3684 | 340539.4657
118
119 |  |  | Asset Life
120 |  |  |  | Weighted average remaining asset life | 34.8101 | 37.6301 | 40.7647 | 39.6501 | 16.4712 | 43.17 | 43.6328 | 16.05 | 22 | (years)
121 |  |  |  | Weighted average expected total asset life | 66.6204 | 58.7277 | 59.9108 | 60 | 35 | 61.5353 | 70 | 21.7138 | 28 | (years)

## Vector GDB s4 DY2014
[11 empty] | Company Name | Vector - gas distribution business
[11 empty] | For Year Ended | 2014-06-30
SCHEDULE 4: REPORT ON VALUE OF THE REGULATORY ASSET BASE (ROLLED FORWARD)
This schedule requires information on the calculation of the Regulatory Asset Base (RAB) value to the end of this disclosure year. This informs the ROI calculation in Schedule 2. GDBs must provide explanatory comment on the value of their RAB in Schedule 14 (Mandatory Explanatory Notes). This information is part of audited disclosure information (as defined in section 1.4 of the ID determination), and so is subject to the assurance report required by section 2.8.
sch ref
7 | 4(i): Regulatory Asset Base Value (Rolled Forward) | [8 empty] | RAB | RAB | RAB | RAB | RAB
8 | [8 empty] | for year ended | 2010-06-30 | 2011-06-30 | 2012-06-30 | 2013-06-30 | 2014-06-30
9 | [9 empty] | ($000) | ($000) | ($000) | ($000) | ($000)
10 |  |  | Total opening RAB value | [6 empty] | 418694 | 423843 | 447295 | 458523 | 467458
11
12 |  | less | Total depreciation | [6 empty] | 13416 | 12571 | 13662 | 14398 | 14483
13
14 |  | plus | Total revaluations | [6 empty] | 6925 | 13596 | 4248 | 3133.5137 | 7548.3834
15
16 |  | plus | Assets commissioned | [6 empty] | 12363 | 22745 | 20664 | 20404 | 23068.2098
17
18 |  | less | Asset disposals | [6 empty] | 723 | 328 | 48 | 190 | 50.3452
19
20 |  | plus | Lost and found assets adjustment | [6 empty] | 0 | 0 | 0 | 0 | 0
21
22 |  | plus | Adjustment resulting from asset allocation | [6 empty] | 0 | 10 | 26 | -14.5137 | 31.7521
23
24 |  |  | Total closing RAB value | [6 empty] | 423843 | 447295 | 458523 | 467458 | 483573
25 | 4(ii): Unallocated Regulatory Asset Base
26 | [10 empty] | Unallocated RAB * |  | RAB
27 | [10 empty] | ($000) | ($000) | ($000) | ($000)
28 |  |  | Total opening RAB value | [8 empty] | 493247 |  | 467458
29 |  | less
30 |  |  | Total depreciation | [8 empty] | 22991 |  | 14483
31 |  | plus
32 |  |  | Total revaluations | [8 empty] | 7935.4233 |  | 7548.3834
33 |  | plus
34 |  |  |  | Assets commissioned (other than below) | [6 empty] | 31614.2098 |  | 23068.2098
35 |  |  |  | Assets acquired from a regulated supplier | [6 empty] | 0 |  | 0
36 |  |  |  | Assets acquired from a related party | [6 empty] | 0 |  | 0
37 |  |  | Assets commissioned | [8 empty] | 31614.2098 |  | 23068.2098
38 |  | less
39 |  |  |  | Asset disposals (other than below) | [6 empty] | 58.3452 |  | 50.3452
40 |  |  |  | Asset disposals to a regulated supplier | [6 empty] | 0 |  | 0
41 |  |  |  | Asset disposals to a related party | [6 empty] | 0 |  | 0
42 |  |  | Asset disposals | [8 empty] | 58.3452 |  | 50.3452
43
44 |  | plus | Lost and found assets adjustment | [8 empty] | 0 |  | 0
45
46 |  | plus | Adjustment resulting from asset allocation | [10 empty] | 31.7521
47
48 |  |  | Total closing RAB value | [8 empty] | 509747.2879 |  | 483573
49 | * The 'unallocated RAB' is the total value of those assets used wholly or partially to provide gas distribution services without any allowance being made for the allocation of costs to non-regulated services. The RAB value represents the value of these assets after applying this cost allocation. Neither value includes works under construction.
57 | 4(iii): Calculation of Revaluation Rate and Revaluation of Assets
58
59 |  |  |  | CPI4 | [9 empty] | 1195
60 |  |  |  | CPI4-4 | [9 empty] | 1176
61 |  |  |  | Revaluation rate (%) | [9 empty] | 1.616%
62
63 | [10 empty] | Unallocated RAB * |  | RAB
64 | [10 empty] | ($000) | ($000) | ($000) | ($000)
65 |  |  |  | Total opening RAB value | [6 empty] | 493245 |  | 467458
66 |  | less |  | Opening RAB value of fully depreciated, disposed and lost assets | [6 empty] | 2084.0622 |  | 252.7981
67
68 |  |  |  | Total opening RAB value subject to revaluation | [6 empty] | 491160.9378 |  | 467205.2019
69 |  |  | Total revaluations | [8 empty] | 7935.4233 |  | 7548.3834
70
71 | 4(iv): Roll Forward of Works Under Construction
72 | [10 empty] | Unallocated works under construction |  | Allocated works under construction
73 |  |  | Works under construction—preceding disclosure year | [8 empty] | 2790 |  | 1360
74 |  | plus |  | Capital expenditure | [6 empty] | 37825 |  | 28416.6602
75 |  | less |  | Assets commissioned | [6 empty] | 31614.2098 |  | 23068.2098
76 |  | plus |  | Adjustment resulting from asset allocation | [8 empty] | -113
77 |  |  | Works under construction - current disclosure year | [8 empty] | 9000.7902 |  | 6595.4504
78
79 |  |  |  | Highest rate of capitalised finance applied | [9 empty] | 6.97%
87 | 4(v): Regulatory Depreciation
88 | [10 empty] | Unallocated RAB * |  | RAB
89 | [10 empty] | ($000) | ($000) | ($000) | ($000)
90 |  |  |  | Depreciation - standard | [6 empty] | 12902 |  | 12902
91 |  |  |  | Depreciation - no standard life assets | [6 empty] | 10089 |  | 1581
92 |  |  |  | Depreciation - modified life assets
93 |  |  |  | Depreciation - alternative depreciation in accordance with CPP
94 |  |  | Total depreciation | [8 empty] | 22991 |  | 14483
95
96 | 4(vi): Disclosure of Changes to Depreciation Profiles | [10 empty] | ($000 unless otherwise specified)
97 |  |  |  | Asset or assets with changes to depreciation |  |  |  |  | Reason for non-standard depreciation (text entry) |  |  | Depreciation charge for the period (RAB) | Closing RAB value under 'non-standard' depreciation | Closing RAB value under 'standard' depreciation
98
99
100
101
102
103
104
105
106 |  |  |  | * include additional rows if needed
107 | 4(vii): Disclosure by Asset Category |  |  |  | ($000 unless otherwise specified)
108 |  |  |  |  | Intermediate pressure main pipelines | Medium pressure main pipelines | Low pressure main pipelines | Service pipe | Stations | Line valve | Special crossings | Other network assets | Non-network assets | Total
109 |  |  | Total opening RAB value |  | 59841 | 307438 | 11894 | 63959 | 5529 | 3488 | 0 | 10676 | 4633 | 467458
110 |  | less |  | Total depreciation | 1586 | 7771 | 324 | 2050 | 275 | 162 | 0 | 813 | 1502 | 14483
111 |  | plus |  | Total revaluations | 966 | 4966 | 192 | 1031 | 89 | 56 | 0 | 176 | 72 | 7548
112 |  | plus |  | Assets commissioned | 822 | 9493 | 243 | 7617 | 1156 | 558 | 78 | 1935 | 1166 | 23068
113 |  | less |  | Asset disposals | 0 | 0 | 0 | 0 | 23 | 9 | 0 | 18 | 0 | 50
114 |  | plus |  | Lost and found assets adjustment | 0 | 0 | 0 | 0 | 0 | 0 | 0 | 0 | 0 | 0
115 |  | plus |  | Adjustment resulting from asset allocation | 0 | 0 | 0 | 0 | 0 | 0 | 0 | 0 | 32 | 32
116 |  | plus |  | Asset category transfers | -1496 | -3293 | -15 | -111 | -12 | -2 | 4679 | -471 | 721 | 0
117 |  |  | Total closing RAB value |  | 58547 | 310833 | 11990 | 70446 | 6464 | 3929 | 4757 | 11485 | 5122 | 483573
118
119 |  |  | Asset Life
120 |  |  |  | Weighted average remaining asset life | 41 | 43 | 42 | 46 | 29 | 40 | 37 | 19 | 10 | (years)
121 |  |  |  | Weighted average expected total asset life | 71 | 60 | 60 | 60 | 35 | 62 | 64 | 45 | 15 | (years)

## GasNet s5a DY2013
[5 empty] | Company Name | GasNet Limited
[5 empty] | For Year Ended | 2013-06-30
SCHEDULE 5a: REPORT ON REGULATORY TAX ALLOWANCE
This schedule requires information on the calculation of the regulatory tax allowance.This information is used to calculate regulatory profit/loss in Schedule 3 (regulatory profit). GDBs must provide explanatory commentary on the information disclosed in this schedule, in Schedule 14 (Mandatory Explanatory Notes). This information is part of audited disclosure information (as defined in section 1.4 of the ID determination), and so is subject to the assurance report required by section 2.8.
sch ref
7 | 5a(i): Regulatory Tax Allowance | [6 empty] | ($000)
8 |  |  | Regulatory profit / (loss) before tax |  |  |  |  | 2060.4041
9
10 |  | plus |  | Income not included in regulatory profit / (loss) before tax but taxable |  |  | 0 | *
11 |  |  |  | Expenditure or loss in regulatory profit / (loss) before tax but not deductible |  |  | 0 | *
12 |  |  |  | Amortisation of initial differences in asset values |  |  | 606.6296
13 |  |  |  | Amortisation of revaluations |  |  | 50
14 | [7 empty] | 656.6296
15
16 |  | less |  | Income included in regulatory profit / (loss) before tax but not taxable |  |  | 157 | *
18 |  |  |  | Expenditure or loss deductible but not in regulatory profit / (loss) before tax |  |  | 0 | *
19 |  |  |  | Notional deductible interest |  |  | 563.7129
20 | [7 empty] | 720.7129
21
22 |  |  | Regulatory taxable income |  |  |  |  | 1996.3208
23
24 |  | less |  | Utilised tax losses |  |  | 0
25 |  |  |  | Regulatory net taxable income |  |  |  | 1996.3208
26
27 |  |  |  | Corporate tax rate (%) |  |  | 28%
28 |  |  | Regulatory tax allowance |  |  |  |  | 558.9698
29
30 | * Workings to be provided in Schedule 14
31
32 | 5a(ii): Disclosure of Permanent Differences
33 |  |  |  | In Schedule 14, Box 8, provide descriptions and workings of items recorded in the asterisked categories in Schedule 5a(i).
34 | 5a(iii): Amortisation of Initial Difference in Asset Values | [6 empty] | ($000)
35
36 |  |  |  | Opening unamortised initial differences in asset values |  |  | 14559.1111
37 |  |  |  | Amortisation of initial differences in asset values |  |  | 606.6296
38 |  |  |  | Adjustment for unamortised initial differences in assets acquired |  |  | 0
39 |  |  |  | Adjustment for unamortised initial differences in assets disposed |  |  | 0
40 |  |  |  | Closing unamortised initial difference in asset values |  |  |  | 13952.4815
41
42 |  |  |  | Opening weighted average remaining asset life (years) |  |  |  | 24
43 | 5a(iv): Amortisation of Revaluations | [6 empty] | ($000)
44
45 |  |  |  | Opening Sum of RAB values without revaluations |  |  | 21759
46
47 |  |  |  | Adjusted depreciation |  |  | 842
48 |  |  |  | Total depreciation |  |  | 892
49 |  |  |  | Amortisation of revaluations |  |  |  | 50
57 | 5a(v): Reconciliation of Tax Losses | [6 empty] | ($000)
58
59 |  |  | Opening tax losses |  |  |  | 0
60 |  | plus |  | Current period tax losses |  |  | 0
61 |  | less |  | Utilised tax losses |  |  | 0
62 |  |  | Closing tax losses |  |  |  |  | 0
63 | 5a(vi): Calculation of Deferred Tax Balance | [6 empty] | ($000)
64
65 |  |  | Opening deferred tax |  |  |  | -458
66
67 |  | plus |  | Tax effect of adjusted depreciation |  |  | 236
68
69 |  | less |  | Tax effect of total tax depreciation |  |  | 170
70
71 |  | plus |  | Tax effect of other temporary differences* |  |  | 0
72
73 |  | less |  | Tax effect of amortisation of initial differences in asset values |  |  | 169.8563
74
75 |  | plus |  | Deferred tax balance relating to assets acquired in the disclosure year |  |  | 0
76
77 |  | less |  | Deferred tax balance relating to assets disposed in the disclosure year |  |  | 0
78
79 |  | plus |  | Deferred tax cost allocation adjustment |  |  | 0
80
81 |  |  | Closing deferred tax |  |  |  |  | -561.8563
82
83 | 5a(vii): Disclosure of Temporary Differences
84 |  |  |  | In Schedule 14, Box 9, provide descriptions and workings of items recorded in the asterisked category in Schedule 5a(vi) (Tax effect of other temporary differences).
85
86 | 5a(viii): Regulatory Tax Asset Base Roll-Forward
87 | [7 empty] | ($000)
88 |  |  | Opening Sum of regulatory tax asset values |  |  |  | 5639
89 |  | less |  | Tax depreciation |  |  | 608
90 |  | plus |  | Regulatory tax asset value of assets commissioned |  |  | 676
91 |  | less |  | Regulatory tax asset value of asset disposals |  |  | 0
92 |  | plus |  | Lost and found assets adjustment |  |  | 0
93 |  | plus |  | Other adjustments to the RAB tax value |  |  | 0
94 |  |  | Closing sum of regulatory tax asset values |  |  |  |  | 5707

## Powerco s5a DY2013
[5 empty] | Company Name | Powerco Limited
[5 empty] | For Year Ended | 2013-09-30
SCHEDULE 5a: REPORT ON REGULATORY TAX ALLOWANCE
This schedule requires information on the calculation of the regulatory tax allowance.This information is used to calculate regulatory profit/loss in Schedule 3 (regulatory profit). GDBs must provide explanatory commentary on the information disclosed in this schedule, in Schedule 14 (Mandatory Explanatory Notes). This information is part of audited disclosure information (as defined in section 1.4 of the ID determination), and so is subject to the assurance report required by section 2.8.
sch ref
7 | 5a(i): Regulatory Tax Allowance | [6 empty] | ($000)
8 |  |  | Regulatory profit / (loss) before tax |  |  |  |  | 24606.5354
9
10 |  | plus |  | Income not included in regulatory profit / (loss) before tax but taxable |  |  | 0 | *
11 |  |  |  | Expenditure or loss in regulatory profit / (loss) before tax but not deductible |  |  | 41 | *
12 |  |  |  | Amortisation of initial differences in asset values |  |  | 2305.853
13 |  |  |  | Amortisation of revaluations |  |  | 141.2674
14 | [7 empty] | 2488.1204
15
16 |  | less |  | Income included in regulatory profit / (loss) before tax but not taxable |  |  | 4614.2685 | *
17 |  |  |  | Expenditure or loss deductible but not in regulatory profit / (loss) before tax |  |  | 0 | *
18 |  |  |  | Notional deductible interest |  |  | 8001.2497
19 | [7 empty] | 12615.5182
20
21 |  |  | Regulatory taxable income |  |  |  |  | 14479.1376
22
23 |  | less |  | Utilised tax losses |  |  | 0
24 |  |  |  | Regulatory net taxable income |  |  |  | 14479.1376
25
26 |  |  |  | Corporate tax rate (%) |  |  | 28%
27 |  |  | Regulatory tax allowance |  |  |  |  | 4054.1585
28
29 | * Workings to be provided in Schedule 14
30
31 | 5a(ii): Disclosure of Permanent Differences
32 |  |  |  | In Schedule 14, Box 8, provide descriptions and workings of items recorded in the asterisked categories in Schedule 5a(i).
33 | 5a(iii): Amortisation of Initial Difference in Asset Values | [6 empty] | ($000)
34
35 |  |  |  | Opening unamortised initial differences in asset values |  |  | 85316.5614
36 |  |  |  | Amortisation of initial differences in asset values |  |  | 2305.853
37 |  |  |  | Adjustment for unamortised initial differences in assets acquired |  |  | 0
38 |  |  |  | Adjustment for unamortised initial differences in assets disposed |  |  | 39.285
39 |  |  |  | Closing unamortised initial difference in asset values |  |  |  | 83049.9934
40
41 |  |  |  | Opening weighted average remaining asset life (years) |  |  |  | 37
42 | 5a(iv): Amortisation of Revaluations | [6 empty] | ($000)
43
44 |  |  |  | Opening Sum of RAB values without revaluations |  |  | 323497.8806
45
46 |  |  |  | Adjusted depreciation |  |  | 8935.4782
47 |  |  |  | Total depreciation |  |  | 9076.7456
48 |  |  |  | Amortisation of revaluations |  |  |  | 141.2674
57 | 5a(v): Reconciliation of Tax Losses | [6 empty] | ($000)
58
59 |  |  | Opening tax losses |  |  |  | 0
60 |  | plus |  | Current period tax losses |  |  | 0
61 |  | less |  | Utilised tax losses |  |  | 0
62 |  |  | Closing tax losses |  |  |  |  | 0
63 | 5a(vi): Calculation of Deferred Tax Balance | [6 empty] | ($000)
64
65 |  |  | Opening deferred tax |  |  |  | -13718.2076
66
67 |  | plus |  | Tax effect of adjusted depreciation |  |  | 2501.9339
68
69 |  | less |  | Tax effect of total tax depreciation |  |  | 3514.4056
70
71 |  | plus |  | Tax effect of other temporary differences* |  |  | 20.0438
72
73 |  | less |  | Tax effect of amortisation of initial differences in asset values |  |  | 645.6388
74
75 |  | plus |  | Deferred tax balance relating to assets acquired in the disclosure year |  |  | 0
76
77 |  | less |  | Deferred tax balance relating to assets disposed in the disclosure year |  |  | 0
78
79 |  | plus |  | Deferred tax cost allocation adjustment |  |  | 18
80
81 |  |  | Closing deferred tax |  |  |  |  | -15338.2743
82
83 | 5a(vii): Disclosure of Temporary Differences
84 |  |  |  | In Schedule 14, Box 9, provide descriptions and workings of items recorded in the asterisked category in Schedule 5a(vi) (Tax effect of other temporary differences).
85
86 | 5a(viii): Regulatory Tax Asset Base Roll-Forward
87 | [7 empty] | ($000)
88 |  |  | Opening Sum of regulatory tax asset values |  |  |  | 190233.8424
89 |  | less |  | Tax depreciation |  |  | 12551.4485
90 |  | plus |  | Regulatory tax asset value of assets commissioned |  |  | 6632.8432
91 |  | less |  | Regulatory tax asset value of asset disposals |  |  | 106.8053
92 |  | plus |  | Lost and found assets adjustment |  |  | 0
93 |  | plus |  | Other adjustments to the RAB tax value |  |  | 0
94 |  |  | Closing sum of regulatory tax asset values |  |  |  |  | 184208.4318

## Vector GDB s5a DY2013
[5 empty] | Company Name | Vector - gas distribution business
[5 empty] | For Year Ended | 2013-06-30
SCHEDULE 5a: REPORT ON REGULATORY TAX ALLOWANCE
This schedule requires information on the calculation of the regulatory tax allowance.This information is used to calculate regulatory profit/loss in Schedule 3 (regulatory profit). GDBs must provide explanatory commentary on the information disclosed in this schedule, in Schedule 14 (Mandatory Explanatory Notes). This information is part of audited disclosure information (as defined in section 1.4 of the ID determination), and so is subject to the assurance report required by section 2.8.
sch ref
7 | 5a(i): Regulatory Tax Allowance | [6 empty] | ($000)
8 |  |  | Regulatory profit / (loss) before tax |  |  |  |  | 55410.0918
9
10 |  | plus |  | Income not included in regulatory profit / (loss) before tax but taxable |  |  | 0 | *
11 |  |  |  | Expenditure or loss in regulatory profit / (loss) before tax but not deductible |  |  | 15 | *
12 |  |  |  | Amortisation of initial differences in asset values |  |  | 4125.1011
13 |  |  |  | Amortisation of revaluations |  |  | 566
14 | [7 empty] | 4706.1011
15
16 |  | less |  | Income included in regulatory profit / (loss) before tax but not taxable |  |  | 3133.9315 | *
18 |  |  |  | Expenditure or loss deductible but not in regulatory profit / (loss) before tax |  |  | 0 | *
19 |  |  |  | Notional deductible interest |  |  | 10881.0781
20 | [7 empty] | 14015.0096
21
22 |  |  | Regulatory taxable income |  |  |  |  | 46101.1833
23
24 |  | less |  | Utilised tax losses |  |  | 0
25 |  |  |  | Regulatory net taxable income |  |  |  | 46101.1833
26
27 |  |  |  | Corporate tax rate (%) |  |  | 28%
28 |  |  | Regulatory tax allowance |  |  |  |  | 12908.3313
29
30 | * Workings to be provided in Schedule 14
31
32 | 5a(ii): Disclosure of Permanent Differences
33 |  |  |  | In Schedule 14, Box 8, provide descriptions and workings of items recorded in the asterisked categories in Schedule 5a(i).
34 | 5a(iii): Amortisation of Initial Difference in Asset Values | [6 empty] | ($000)
35
36 |  |  |  | Opening unamortised initial differences in asset values |  |  | 165004.0431
37 |  |  |  | Amortisation of initial differences in asset values |  |  | 4125.1011
38 |  |  |  | Adjustment for unamortised initial differences in assets acquired |  |  | 0
39 |  |  |  | Adjustment for unamortised initial differences in assets disposed |  |  | -63
40 |  |  |  | Closing unamortised initial difference in asset values |  |  |  | 160815.942
41
42 |  |  |  | Opening weighted average remaining asset life (years) |  |  |  | 40
43 | 5a(iv): Amortisation of Revaluations | [6 empty] | ($000)
44
45 |  |  |  | Opening Sum of RAB values without revaluations |  |  | 436992
46
47 |  |  |  | Adjusted depreciation |  |  | 13832
48 |  |  |  | Total depreciation |  |  | 14398
49 |  |  |  | Amortisation of revaluations |  |  |  | 566
57 | 5a(v): Reconciliation of Tax Losses | [6 empty] | ($000)
58
59 |  |  | Opening tax losses |  |  |  | 0
60 |  | plus |  | Current period tax losses |  |  | 0
61 |  | less |  | Utilised tax losses |  |  | 0
62 |  |  | Closing tax losses |  |  |  |  | 0
63 | 5a(vi): Calculation of Deferred Tax Balance | [6 empty] | ($000)
64
65 |  |  | Opening deferred tax |  |  |  | -14618.6162
66
67 |  | plus |  | Tax effect of adjusted depreciation |  |  | 3874
68
69 |  | less |  | Tax effect of total tax depreciation |  |  | 6857
70
71 |  | plus |  | Tax effect of other temporary differences* |  |  | -267
72
73 |  | less |  | Tax effect of amortisation of initial differences in asset values |  |  | 1155.0283
74
75 |  | plus |  | Deferred tax balance relating to assets acquired in the disclosure year |  |  | 0
76
77 |  | less |  | Deferred tax balance relating to assets disposed in the disclosure year |  |  | -9
78
79 |  | plus |  | Deferred tax cost allocation adjustment |  |  | 1
80
81 |  |  | Closing deferred tax |  |  |  |  | -19013.6445
82
83 | 5a(vii): Disclosure of Temporary Differences
84 |  |  |  | In Schedule 14, Box 9, provide descriptions and workings of items recorded in the asterisked category in Schedule 5a(vi) (Tax effect of other temporary differences).
85
86 | 5a(viii): Regulatory Tax Asset Base Roll-Forward
87 | [7 empty] | ($000)
88 |  |  | Opening Sum of regulatory tax asset values |  |  |  | 217392.1746
89 |  | less |  | Tax depreciation |  |  | 24488
90 |  | plus |  | Regulatory tax asset value of assets commissioned |  |  | 22214
91 |  | less |  | Regulatory tax asset value of asset disposals |  |  | 157
92 |  | plus |  | Lost and found assets adjustment |  |  | 0
93 |  | plus |  | Other adjustments to the RAB tax value |  |  | -114
94 |  |  | Closing sum of regulatory tax asset values |  |  |  |  | 214847.1746

## GasNet s5a DY2014
[5 empty] | Company Name | GasNet Limited
[5 empty] | For Year Ended | 2014-06-30
SCHEDULE 5a: REPORT ON REGULATORY TAX ALLOWANCE
This schedule requires information on the calculation of the regulatory tax allowance.This information is used to calculate regulatory profit/loss in Schedule 3 (regulatory profit). GDBs must provide explanatory commentary on the information disclosed in this schedule, in Schedule 14 (Mandatory Explanatory Notes). This information is part of audited disclosure information (as defined in section 1.4 of the ID determination), and so is subject to the assurance report required by section 2.8.
sch ref
7 | 5a(i): Regulatory Tax Allowance | [6 empty] | ($000)
8 |  |  | Regulatory profit / (loss) before tax |  |  |  |  | 2295.1446
9
10 |  | plus |  | Income not included in regulatory profit / (loss) before tax but taxable |  |  | 0 | *
11 |  |  |  | Expenditure or loss in regulatory profit / (loss) before tax but not deductible |  |  | 0 | *
12 |  |  |  | Amortisation of initial differences in asset values |  |  | 606.6087
13 |  |  |  | Amortisation of revaluations |  |  | 54
14 | [7 empty] | 660.6087
15
16 |  | less |  | Income included in regulatory profit / (loss) before tax but not taxable |  |  | 370 | *
18 |  |  |  | Expenditure or loss deductible but not in regulatory profit / (loss) before tax |  |  | 0 | *
19 |  |  |  | Notional deductible interest |  |  | 526.6616
20 | [7 empty] | 896.6616
21
22 |  |  | Regulatory taxable income |  |  |  |  | 2059.0917
23
24 |  | less |  | Utilised tax losses |  |  | 0
25 |  |  |  | Regulatory net taxable income |  |  |  | 2059.0917
26
27 |  |  |  | Corporate tax rate (%) |  |  | 28%
28 |  |  | Regulatory tax allowance |  |  |  |  | 576.5457
29
30 | * Workings to be provided in Schedule 14
31
32 | 5a(ii): Disclosure of Permanent Differences
33 |  |  |  | In Schedule 14, Box 8, provide descriptions and workings of items recorded in the asterisked categories in Schedule 5a(i).
34 | 5a(iii): Amortisation of Initial Difference in Asset Values | [6 empty] | ($000)
35
36 |  |  |  | Opening unamortised initial differences in asset values |  |  | 13952
37 |  |  |  | Amortisation of initial differences in asset values |  |  | 606.6087
38 |  |  |  | Adjustment for unamortised initial differences in assets acquired |  |  | 0
39 |  |  |  | Adjustment for unamortised initial differences in assets disposed |  |  | 0
40 |  |  |  | Closing unamortised initial difference in asset values |  |  |  | 13345.3913
41
42 |  |  |  | Opening weighted average remaining asset life (years) |  |  |  | 23
43 | 5a(iv): Amortisation of Revaluations | [6 empty] | ($000)
44
45 |  |  |  | Opening Sum of RAB values without revaluations |  |  | 21592
46
47 |  |  |  | Adjusted depreciation |  |  | 846
48 |  |  |  | Total depreciation |  |  | 900
49 |  |  |  | Amortisation of revaluations |  |  |  | 54
57 | 5a(v): Reconciliation of Tax Losses | [6 empty] | ($000)
58
59 |  |  | Opening tax losses |  |  |  | 0
60 |  | plus |  | Current period tax losses |  |  | 0
61 |  | less |  | Utilised tax losses |  |  | 0
62 |  |  | Closing tax losses |  |  |  |  | 0
63 | 5a(vi): Calculation of Deferred Tax Balance | [6 empty] | ($000)
64
65 |  |  | Opening deferred tax |  |  |  | -562
66
67 |  | plus |  | Tax effect of adjusted depreciation |  |  | 236.88
68
69 |  | less |  | Tax effect of total tax depreciation |  |  | 161
70
71 |  | plus |  | Tax effect of other temporary differences* |  |  | 0
72
73 |  | less |  | Tax effect of amortisation of initial differences in asset values |  |  | 169.8504
74
75 |  | plus |  | Deferred tax balance relating to assets acquired in the disclosure year |  |  | 0
76
77 |  | less |  | Deferred tax balance relating to assets disposed in the disclosure year |  |  | 0
78
79 |  | plus |  | Deferred tax cost allocation adjustment |  |  | 0
80
81 |  |  | Closing deferred tax |  |  |  |  | -655.9704
82
83 | 5a(vii): Disclosure of Temporary Differences
84 |  |  |  | In Schedule 14, Box 9, provide descriptions and workings of items recorded in the asterisked category in Schedule 5a(vi) (Tax effect of other temporary differences).
85
86 | 5a(viii): Regulatory Tax Asset Base Roll-Forward
87 | [7 empty] | ($000)
88 |  |  | Opening Sum of regulatory tax asset values |  |  |  | 5707
89 |  | less |  | Tax depreciation |  |  | 575
90 |  | plus |  | Regulatory tax asset value of assets commissioned |  |  | 729
91 |  | less |  | Regulatory tax asset value of asset disposals |  |  | 0
92 |  | plus |  | Lost and found assets adjustment |  |  | 0
93 |  | plus |  | Other adjustments to the RAB tax value |  |  | 0
94 |  |  | Closing sum of regulatory tax asset values |  |  |  |  | 5861

## Powerco s5a DY2014
[5 empty] | Company Name | Powerco Limited
[5 empty] | For Year Ended | 2014-09-30
SCHEDULE 5a: REPORT ON REGULATORY TAX ALLOWANCE
This schedule requires information on the calculation of the regulatory tax allowance.This information is used to calculate regulatory profit/loss in Schedule 3 (regulatory profit). GDBs must provide explanatory commentary on the information disclosed in this schedule, in Schedule 14 (Mandatory Explanatory Notes). This information is part of audited disclosure information (as defined in section 1.4 of the ID determination), and so is subject to the assurance report required by section 2.8.
sch ref
7 | 5a(i): Regulatory Tax Allowance | [6 empty] | ($000)
8 |  |  | Regulatory profit / (loss) before tax |  |  |  |  | 27099.987
9
10 |  | plus |  | Income not included in regulatory profit / (loss) before tax but taxable |  |  | 0 | *
11 |  |  |  | Expenditure or loss in regulatory profit / (loss) before tax but not deductible |  |  | 41.0203 | *
12 |  |  |  | Amortisation of initial differences in asset values |  |  | 2306.9443
13 |  |  |  | Amortisation of revaluations |  |  | 704.6253
14 | [7 empty] | 3052.5898
15
16 |  | less |  | Income included in regulatory profit / (loss) before tax but not taxable |  |  | 3435.2406 | *
18 |  |  |  | Expenditure or loss deductible but not in regulatory profit / (loss) before tax |  |  | -502.0862 | *
19 |  |  |  | Notional deductible interest |  |  | 8791.589
20 | [7 empty] | 11724.7433
21
22 |  |  | Regulatory taxable income |  |  |  |  | 18427.8335
23
24 |  | less |  | Utilised tax losses
25 |  |  |  | Regulatory net taxable income |  |  |  | 18427.8335
26
27 |  |  |  | Corporate tax rate (%) |  |  | 28%
28 |  |  | Regulatory tax allowance |  |  |  |  | 5159.7934
29
30 | * Workings to be provided in Schedule 14
31
32 | 5a(ii): Disclosure of Permanent Differences
33 |  |  |  | In Schedule 14, Box 8, provide descriptions and workings of items recorded in the asterisked categories in Schedule 5a(i).
34 | 5a(iii): Amortisation of Initial Difference in Asset Values | [6 empty] | ($000)
35
36 |  |  |  | Opening unamortised initial differences in asset values |  |  | 83049.9934
37 |  |  |  | Amortisation of initial differences in asset values |  |  | 2306.9443
38 |  |  |  | Adjustment for unamortised initial differences in assets acquired |  |  | 0
39 |  |  |  | Adjustment for unamortised initial differences in assets disposed |  |  | 9.315
40 |  |  |  | Closing unamortised initial difference in asset values |  |  |  | 80733.7341
41
42 |  |  |  | Opening weighted average remaining asset life (years) |  |  |  | 36
43 | 5a(iv): Amortisation of Revaluations | [6 empty] | ($000)
44
45 |  |  |  | Opening Sum of RAB values without revaluations |  |  | 320018.0403
46
47 |  |  |  | Adjusted depreciation |  |  | 8749.0778
48 |  |  |  | Total depreciation |  |  | 9453.7031
49 |  |  |  | Amortisation of revaluations |  |  |  | 704.6253
57 | 5a(v): Reconciliation of Tax Losses | [6 empty] | ($000)
58
59 |  |  | Opening tax losses
60 |  | plus |  | Current period tax losses
61 |  | less |  | Utilised tax losses
62 |  |  | Closing tax losses |  |  |  |  | 0
63 | 5a(vi): Calculation of Deferred Tax Balance | [6 empty] | ($000)
64
65 |  |  | Opening deferred tax |  |  |  | -15338.2743
66
67 |  | plus |  | Tax effect of adjusted depreciation |  |  | 2449.7418
68
69 |  | less |  | Tax effect of total tax depreciation |  |  | 4668.4933
70
71 |  | plus |  | Tax effect of other temporary differences* |  |  | 57.5366
72
73 |  | less |  | Tax effect of amortisation of initial differences in asset values |  |  | 645.9444
74
75 |  | plus |  | Deferred tax balance relating to assets acquired in the disclosure year |  |  | 0
76
77 |  | less |  | Deferred tax balance relating to assets disposed in the disclosure year |  |  | 1292.5442
78
79 |  | plus |  | Deferred tax cost allocation adjustment |  |  | 84
80
81 |  |  | Closing deferred tax |  |  |  |  | -19353.9777
82
83 | 5a(vii): Disclosure of Temporary Differences
84 |  |  |  | In Schedule 14, Box 9, provide descriptions and workings of items recorded in the asterisked category in Schedule 5a(vi) (Tax effect of other temporary differences).
85
86 | 5a(viii): Regulatory Tax Asset Base Roll-Forward
87 | [7 empty] | ($000)
88 |  |  | Opening Sum of regulatory tax asset values |  |  |  | 184208.4318
89 |  | less |  | Tax depreciation |  |  | 16673.1902
90 |  | plus |  | Regulatory tax asset value of assets commissioned |  |  | 6931.0755
91 |  | less |  | Regulatory tax asset value of asset disposals |  |  | 4648.235
92 |  | plus |  | Lost and found assets adjustment |  |  | 0
93 |  | plus |  | Other adjustments to the RAB tax value |  |  | -562.5317
94 |  |  | Closing sum of regulatory tax asset values |  |  |  |  | 169255.5504

## Vector GDB s5a DY2014
[5 empty] | Company Name | Vector - gas distribution business
[5 empty] | For Year Ended | 2014-06-30
SCHEDULE 5a: REPORT ON REGULATORY TAX ALLOWANCE
This schedule requires information on the calculation of the regulatory tax allowance.This information is used to calculate regulatory profit/loss in Schedule 3 (regulatory profit). GDBs must provide explanatory commentary on the information disclosed in this schedule, in Schedule 14 (Mandatory Explanatory Notes). This information is part of audited disclosure information (as defined in section 1.4 of the ID determination), and so is subject to the assurance report required by section 2.8.
sch ref
7 | 5a(i): Regulatory Tax Allowance | [6 empty] | ($000)
8 |  |  | Regulatory profit / (loss) before tax |  |  |  |  | 49399.7638
9
10 |  | plus |  | Income not included in regulatory profit / (loss) before tax but taxable |  |  | 0 | *
11 |  |  |  | Expenditure or loss in regulatory profit / (loss) before tax but not deductible |  |  | 19 | *
12 |  |  |  | Amortisation of initial differences in asset values |  |  | 4123.4872
13 |  |  |  | Amortisation of revaluations |  |  | 798
14 | [7 empty] | 4940.4872
15
16 |  | less |  | Income included in regulatory profit / (loss) before tax but not taxable |  |  | 7548 | *
18 |  |  |  | Expenditure or loss deductible but not in regulatory profit / (loss) before tax |  |  |  | *
19 |  |  |  | Notional deductible interest |  |  | 10640.0653
20 | [7 empty] | 18188.0653
21
22 |  |  | Regulatory taxable income |  |  |  |  | 36152.1857
23
24 |  | less |  | Utilised tax losses |  |  | 0
25 |  |  |  | Regulatory net taxable income |  |  |  | 36152.1857
26
27 |  |  |  | Corporate tax rate (%) |  |  | 28%
28 |  |  | Regulatory tax allowance |  |  |  |  | 10122.612
29
30 | * Workings to be provided in Schedule 14
31
32 | 5a(ii): Disclosure of Permanent Differences
33 |  |  |  | In Schedule 14, Box 8, provide descriptions and workings of items recorded in the asterisked categories in Schedule 5a(i).
34 | 5a(iii): Amortisation of Initial Difference in Asset Values | [6 empty] | ($000)
35
36 |  |  |  | Opening unamortised initial differences in asset values |  |  | 160816
37 |  |  |  | Amortisation of initial differences in asset values |  |  | 4123.4872
38 |  |  |  | Adjustment for unamortised initial differences in assets acquired |  |  | 0
39 |  |  |  | Adjustment for unamortised initial differences in assets disposed |  |  | -72
40 |  |  |  | Closing unamortised initial difference in asset values |  |  |  | 156764.5128
41
42 |  |  |  | Opening weighted average remaining asset life (years) |  |  |  | 39
43 | 5a(iv): Amortisation of Revaluations | [6 empty] | ($000)
44
45 |  |  |  | Opening Sum of RAB values without revaluations |  |  | 441126
46
47 |  |  |  | Adjusted depreciation |  |  | 13685
48 |  |  |  | Total depreciation |  |  | 14483
49 |  |  |  | Amortisation of revaluations |  |  |  | 798
57 | 5a(v): Reconciliation of Tax Losses | [6 empty] | ($000)
58
59 |  |  | Opening tax losses |  |  |  | 0
60 |  | plus |  | Current period tax losses |  |  | 0
61 |  | less |  | Utilised tax losses |  |  | 0
62 |  |  | Closing tax losses |  |  |  |  | 0
63 | 5a(vi): Calculation of Deferred Tax Balance | [6 empty] | ($000)
64
65 |  |  | Opening deferred tax |  |  |  | -19014
66
67 |  | plus |  | Tax effect of adjusted depreciation |  |  | 3831.8
68
69 |  | less |  | Tax effect of total tax depreciation |  |  | 6220
70
71 |  | plus |  | Tax effect of other temporary differences* |  |  | 38
72
73 |  | less |  | Tax effect of amortisation of initial differences in asset values |  |  | 1154.5764
74
75 |  | plus |  | Deferred tax balance relating to assets acquired in the disclosure year |  |  | 0
76
77 |  | less |  | Deferred tax balance relating to assets disposed in the disclosure year |  |  | 22
78
79 |  | plus |  | Deferred tax cost allocation adjustment |  |  | -4
80
81 |  |  | Closing deferred tax |  |  |  |  | -22544.7764
82
83 | 5a(vii): Disclosure of Temporary Differences
84 |  |  |  | In Schedule 14, Box 9, provide descriptions and workings of items recorded in the asterisked category in Schedule 5a(vi) (Tax effect of other temporary differences).
85
86 | 5a(viii): Regulatory Tax Asset Base Roll-Forward
87 | [7 empty] | ($000)
88 |  |  | Opening Sum of regulatory tax asset values |  |  |  | 214847
89 |  | less |  | Tax depreciation |  |  | 22215
90 |  | plus |  | Regulatory tax asset value of assets commissioned |  |  | 23830
91 |  | less |  | Regulatory tax asset value of asset disposals |  |  | 129
92 |  | plus |  | Lost and found assets adjustment |  |  | 0
93 |  | plus |  | Other adjustments to the RAB tax value |  |  | 43
94 |  |  | Closing sum of regulatory tax asset values |  |  |  |  | 216376

## GasNet s5b DY2012
|  |  |  | Company Name | GasNet Limited
|  |  |  | For Year Ended | 2012-06-30
SCHEDULE 5b: REPORT ON RELATED PARTY TRANSACTIONS
This schedule provides information on the valuation of related party transactions, in accordance with section 2.3.6 and 2.3.7 of the ID determination. This information is part of audited disclosure information (as defined in section 1.4 of the ID determination), and so is subject to the assurance report required by section 2.8.
sch ref
7 | 5b(i): Summary—Related Party Transactions |  |  |  | ($000)
8 |  | Total regulatory income |  |  | 2107
9 |  | Operational expenditure |  |  | 354
10 |  | Capital expenditure
11 |  | Market value of asset disposals
12 |  | Other related party transactions
13 | 5b(ii): Entities Involved in Related Party Transactions
14 |  | Name of related party |  | Related party relationship
15 |  | Energy Direct NZ Ltd |  | 100% owned by Wanganui Gas Ltd
16 |  | Wanganui Gas Ltd |  | owns 100% of GasNet Ltd
17 |  | Wanganui District Council Holdings ltd |  | owns 100% of Wanganui Gas Ltd
18 |  | Wanganui District Council |  | owns 100% of Wanganui District Council Holdings Ltd
19
20
* include additional rows if needed
21 | 5b(iii): Related Party Transactions
22 |  | Name of related party | Related party transaction type | Description of transaction |  | Value of transaction ($000) | Basis for determining value
23 |  | Wanganui District Council | Opex | Rental, Occupancy costs |  | 102 | Price paid by GDB
24 |  | Wanganui District Council | Opex | Network Rates |  | 31 | Price paid by GDB
25 |  | Energy Direct NZ Ltd | Opex | Payroll Services |  | 12 | Price paid by GDB
26 |  | Energy Direct NZ Ltd | Opex | Supply of energy |  | 14 | Price paid by GDB
27 |  | Energy Direct NZ Ltd | Sales | Sale of Gas Distribution Services |  | 2107 | Price received from related party
28 |  | Wanganui Gas Ltd | Opex | On going Board costs and Management fees |  | 195 | Price paid by GDB
29 |  |  | [Select one]
30 |  |  | [Select one]
31 |  |  | [Select one]
32 |  |  | [Select one]
33 |  |  | [Select one]
34 |  |  | [Select one]
35 |  |  | [Select one]
36 |  |  | [Select one]
37 |  |  | [Select one]
* include additional rows if needed

## Powerco s5b DY2012
|  |  |  | Company Name | Powerco Limited
|  |  |  | For Year Ended | 2012-09-30
SCHEDULE 5b: REPORT ON RELATED PARTY TRANSACTIONS
This schedule provides information on the valuation of related party transactions, in accordance with section 2.3.6 and 2.3.7 of the ID determination. This information is part of audited disclosure information (as defined in section 1.4 of the ID determination), and so is subject to the assurance report required by section 2.8.
sch ref
7 | 5b(i): Summary—Related Party Transactions |  |  |  | ($000)
8 |  | Total regulatory income |  |  | 0
9 |  | Operational expenditure |  |  | 0
10 |  | Capital expenditure |  |  | 0
11 |  | Market value of asset disposals |  |  | 0
12 |  | Other related party transactions |  |  | 0
13 | 5b(ii): Entities Involved in Related Party Transactions
14 |  | Name of related party |  | Related party relationship
15
16
17
18
19
20
* include additional rows if needed
21 | 5b(iii): Related Party Transactions
22 |  | Name of related party | Related party transaction type | Description of transaction |  | Value of transaction ($000) | Basis for determining value
23
24
25
26
27
28
29
30
31
32
33
34
35
36
37
* include additional rows if needed

## Vector GDB s5b DY2012
|  |  |  | Company Name | Vector - gas distribution business
|  |  |  | For Year Ended | 2012-06-30
SCHEDULE 5b: REPORT ON RELATED PARTY TRANSACTIONS
This schedule provides information on the valuation of related party transactions, in accordance with section 2.3.6 and 2.3.7 of the ID determination. This information is part of audited disclosure information (as defined in section 1.4 of the ID determination), and so is subject to the assurance report required by section 2.8.
sch ref
7 | 5b(i): Summary—Related Party Transactions |  |  |  | ($000)
8 |  | Total regulatory income |  |  | 0
9 |  | Operational expenditure |  |  | 0
10 |  | Capital expenditure |  |  | 0
11 |  | Market value of asset disposals |  |  | 0
12 |  | Other related party transactions |  |  | 0
13 | 5b(ii): Entities Involved in Related Party Transactions
14 |  | Name of related party |  | Related party relationship
15
16
17
18
19
20
* include additional rows if needed
21 | 5b(iii): Related Party Transactions
22 |  | Name of related party | Related party transaction type | Description of transaction |  | Value of transaction ($000) | Basis for determining value
23 |  |  | [Select one]
24 |  |  | [Select one]
25 |  |  | [Select one]
26 |  |  | [Select one]
27 |  |  | [Select one]
28 |  |  | [Select one]
29 |  |  | [Select one]
30 |  |  | [Select one]
31 |  |  | [Select one]
32 |  |  | [Select one]
33 |  |  | [Select one]
34 |  |  | [Select one]
35 |  |  | [Select one]
36 |  |  | [Select one]
37 |  |  | [Select one]
* include additional rows if needed

## GasNet s5b DY2013
|  |  |  | Company Name | GasNet Limited
|  |  |  | For Year Ended | 2013-06-30
SCHEDULE 5b: REPORT ON RELATED PARTY TRANSACTIONS
This schedule provides information on the valuation of related party transactions, in accordance with section 2.3.6 and 2.3.7 of the ID determination. This information is part of audited disclosure information (as defined in section 1.4 of the ID determination), and so is subject to the assurance report required by section 2.8.
sch ref
7 | 5b(i): Summary—Related Party Transactions |  |  |  | ($000)
8 |  | Total regulatory income |  |  | 1909
9 |  | Operational expenditure |  |  | 329
10 |  | Capital expenditure
11 |  | Market value of asset disposals
12 |  | Other related party transactions
13 | 5b(ii): Entities Involved in Related Party Transactions
14 |  | Name of related party |  | Related party relationship
15 |  | Energy Direct NZ Ltd |  | 100% owned by Wanganui Gas Ltd
16 |  | Wanganui Gas Ltd |  | owns 100% of GasNet Ltd
17 |  | Wanganui District Council Holdings Ltd |  | owns 100% of Wanganui Gas Ltd
18 |  | Wanganui District Council |  | owns 100% of Wanganui District Council Holdings Ltd
19
20
* include additional rows if needed
21 | 5b(iii): Related Party Transactions
22 |  | Name of related party | Related party transaction type | Description of transaction |  | Value of transaction ($000) | Basis for determining value
23 |  | Wanganui District Council | Opex | Rental, Occupancy costs |  | 100 | Price paid by GDB
24 |  | Wanganui District Council | Opex | Network Rates |  | 34 | Price paid by GDB
25 |  | Energy Direct NZ Ltd | Opex | Payroll Services |  | 12 | Price paid by GDB
26 |  | Energy Direct NZ Ltd | Opex | Supply of energy |  | 11 | Price paid by GDB
27 |  | Energy Direct NZ Ltd | Sales | Sale of Gas Distribution Services |  | 1909 | Price received from related party
28 |  | Wanganui Gas Ltd | Opex | On going Board costs and Management fees |  | 172 | Price paid by GDB
29 |  |  | [Select one]
30 |  |  | [Select one]
31 |  |  | [Select one]
32 |  |  | [Select one]
33 |  |  | [Select one]
34 |  |  | [Select one]
35 |  |  | [Select one]
36 |  |  | [Select one]
37 |  |  | [Select one]
* include additional rows if needed

## Powerco s5b DY2013
|  |  |  | Company Name | Powerco Limited
|  |  |  | For Year Ended | 2013-09-30
SCHEDULE 5b: REPORT ON RELATED PARTY TRANSACTIONS
This schedule provides information on the valuation of related party transactions, in accordance with section 2.3.6 and 2.3.7 of the ID determination. This information is part of audited disclosure information (as defined in section 1.4 of the ID determination), and so is subject to the assurance report required by section 2.8.
sch ref
7 | 5b(i): Summary—Related Party Transactions |  |  |  | ($000)
8 |  | Total regulatory income |  |  | 0
9 |  | Operational expenditure |  |  | 0
10 |  | Capital expenditure |  |  | 0
11 |  | Market value of asset disposals |  |  | 0
12 |  | Other related party transactions |  |  | 0
13 | 5b(ii): Entities Involved in Related Party Transactions
14 |  | Name of related party |  | Related party relationship
15
16
17
18
19
20
* include additional rows if needed
21 | 5b(iii): Related Party Transactions
22 |  | Name of related party | Related party transaction type | Description of transaction |  | Value of transaction ($000) | Basis for determining value
23
24
25
26
27
28
29
30
31
32
33
34
35
36
37
* include additional rows if needed

## Vector GDB s5b DY2013
|  |  |  | Company Name | Vector - gas distribution business
|  |  |  | For Year Ended | 2013-06-30
SCHEDULE 5b: REPORT ON RELATED PARTY TRANSACTIONS
This schedule provides information on the valuation of related party transactions, in accordance with section 2.3.6 and 2.3.7 of the ID determination. This information is part of audited disclosure information (as defined in section 1.4 of the ID determination), and so is subject to the assurance report required by section 2.8.
sch ref
7 | 5b(i): Summary—Related Party Transactions |  |  |  | ($000)
8 |  | Total regulatory income |  |  | 7629.7591
9 |  | Operational expenditure |  |  | 0
10 |  | Capital expenditure |  |  | 0
11 |  | Market value of asset disposals |  |  | 0
12 |  | Other related party transactions |  |  | 0
13 | 5b(ii): Entities Involved in Related Party Transactions
14 |  | Name of related party |  | Related party relationship
15 |  | Vector Gas Limited (gas wholesale) |  | A fully owned unregulated business unit of Vector Gas Limited.
16
17
18
19
20
* include additional rows if needed
21 | 5b(iii): Related Party Transactions
22 |  | Name of related party | Related party transaction type | Description of transaction |  | Value of transaction ($000) | Basis for determining value
23 |  | Vector Gas Limited (gas wholesale) | Sales | Sold distribution services |  | 7630 | Clause 2.3.7 (2) (a) - price received by the GDB as more than 50% of the GDB's sales are to third parties who receive substantially the same terms, including price, as the related party.
24
25
26
27
28
29
30
31
32
33
34
35
36
37
* include additional rows if needed

## GasNet s5b DY2014
|  |  |  | Company Name | GasNet Limited
|  |  |  | For Year Ended | 2014-06-30
SCHEDULE 5b: REPORT ON RELATED PARTY TRANSACTIONS
This schedule provides information on the valuation of related party transactions, in accordance with section 2.3.6 and 2.3.7 of the ID determination. This information is part of audited disclosure information (as defined in section 1.4 of the ID determination), and so is subject to the assurance report required by section 2.8.
sch ref
7 | 5b(i): Summary—Related Party Transactions |  |  |  | ($000)
8 |  | Total regulatory income |  |  | 0
9 |  | Operational expenditure |  |  | 296
10 |  | Capital expenditure |  |  | 0
11 |  | Market value of asset disposals |  |  | 0
12 |  | Other related party transactions |  |  | 0
13 | 5b(ii): Entities Involved in Related Party Transactions
14 |  | Name of related party |  | Related party relationship
15 |  | Wanganui Gas Ltd |  | owns 100% of GasNet Ltd
16 |  | Wanganui District Council Holdings Ltd |  | owns 100% of Wanganui Gas Ltd
17 |  | Wanganui District Council |  | owns 100% of Wanganui District Council Holdings Ltd
18
19
20
* include additional rows if needed
21 | 5b(iii): Related Party Transactions
22 |  | Name of related party | Related party transaction type | Description of transaction |  | Value of transaction ($000) | Basis for determining value
23 |  | Wanganui District Council | Opex | Rental, Occupancy costs |  | 83 | Price paid by GDB
24 |  | Wanganui District Council | Opex | Network Rates |  | 38 | Price paid by GDB
25 |  | Wanganui District Council | Opex | Computer IT Support |  | 47 | Price paid by GDB
26 |  | Wanganui Gas Ltd | Opex | On going Board costs and Management fees |  | 100 | Price paid by GDB
27 |  | Wanganui Gas Ltd | Opex | Insurance |  | 28 | Price paid by GDB
28 |  |  | [Select one]
29 |  |  | [Select one]
30 |  |  | [Select one]
31 |  |  | [Select one]
32 |  |  | [Select one]
33 |  |  | [Select one]
34 |  |  | [Select one]
35 |  |  | [Select one]
36 |  |  | [Select one]
37 |  |  | [Select one]
* include additional rows if needed

## Powerco s5b DY2014
|  |  |  | Company Name | Powerco Limited
|  |  |  | For Year Ended | 2014-09-30
SCHEDULE 5b: REPORT ON RELATED PARTY TRANSACTIONS
This schedule provides information on the valuation of related party transactions, in accordance with section 2.3.6 and 2.3.7 of the ID determination. This information is part of audited disclosure information (as defined in section 1.4 of the ID determination), and so is subject to the assurance report required by section 2.8.
sch ref
7 | 5b(i): Summary—Related Party Transactions |  |  |  | ($000)
8 |  | Total regulatory income
9 |  | Operational expenditure
10 |  | Capital expenditure
11 |  | Market value of asset disposals
12 |  | Other related party transactions
13 | 5b(ii): Entities Involved in Related Party Transactions
14 |  | Name of related party |  | Related party relationship
15
16
17
18
19
20
* include additional rows if needed
21 | 5b(iii): Related Party Transactions
22 |  | Name of related party | Related party transaction type | Description of transaction |  | Value of transaction ($000) | Basis for determining value
23 |  |  | [Select one]
24 |  |  | [Select one]
25 |  |  | [Select one]
26 |  |  | [Select one]
27 |  |  | [Select one]
28 |  |  | [Select one]
29 |  |  | [Select one]
30 |  |  | [Select one]
31 |  |  | [Select one]
32 |  |  | [Select one]
33 |  |  | [Select one]
34 |  |  | [Select one]
35 |  |  | [Select one]
36 |  |  | [Select one]
37 |  |  | [Select one]
* include additional rows if needed

## Vector GDB s5b DY2014
|  |  |  | Company Name | Vector - gas distribution business
|  |  |  | For Year Ended | 2014-06-30
SCHEDULE 5b: REPORT ON RELATED PARTY TRANSACTIONS
This schedule provides information on the valuation of related party transactions, in accordance with section 2.3.6 and 2.3.7 of the ID determination. This information is part of audited disclosure information (as defined in section 1.4 of the ID determination), and so is subject to the assurance report required by section 2.8.
sch ref
7 | 5b(i): Summary—Related Party Transactions |  |  |  | ($000)
8 |  | Total regulatory income |  |  | 6197
9 |  | Operational expenditure
10 |  | Capital expenditure
11 |  | Market value of asset disposals
12 |  | Other related party transactions
13 | 5b(ii): Entities Involved in Related Party Transactions
14 |  | Name of related party |  | Related party relationship
15 |  | Vector Gas Limited (gas wholesale) |  | A fully owned unregulated business unit of Vector Gas Limited.
16
17
18
19
20
* include additional rows if needed
21 | 5b(iii): Related Party Transactions
22 |  | Name of related party | Related party transaction type | Description of transaction |  | Value of transaction ($000) | Basis for determining value
23 |  | Vector Gas Limited (gas wholesale) | Sales | Sold distribution services |  | 6197 | Clause 2.3.7 (2) (a) - price received by the GDB as more than 50% of the GDB's sales are to third parties who receive substantially the same terms, including price, as the related party.
24 |  |  | [Select one]
25 |  |  | [Select one]
26 |  |  | [Select one]
27 |  |  | [Select one]
28 |  |  | [Select one]
29 |  |  | [Select one]
30 |  |  | [Select one]
31 |  |  | [Select one]
32 |  |  | [Select one]
33 |  |  | [Select one]
34 |  |  | [Select one]
35 |  |  | [Select one]
36 |  |  | [Select one]
37 |  |  | [Select one]
* include additional rows if needed

## GasNet s5c DY2013
[9 empty] | Company Name | GasNet Limited
[9 empty] | For Year Ended | 2013-06-30
SCHEDULE 5c: REPORT ON TERM CREDIT SPREAD DIFFERENTIAL ALLOWANCE
This schedule is only to be completed if, as at the date of the most recently published financial statements, the weighted average original tenor of the debt portfolio (both qualifying debt and non-qualifying debt) is greater than five years. This information is part of audited disclosure information (as defined in section 1.4 of the ID determination), and so is subject to the assurance report required by section 2.8.
sch ref
7
8 | 5c(i): Qualifying Debt (may be Commission only)
9
10 |  |  | Issuing party | Issue date | Pricing date | Original tenor (in years) | Coupon rate (%) | Book value at issue date (NZD) | Book value at date of financial statements (NZD) | Term Credit Spread Difference | Cost of executing an interest rate swap | Debt issue cost readjustment
11
12
13
14
15
16 |  |  | * include additional rows if needed | [5 empty] | 0 | 0 | 0 | 0
17
18 | 5c(ii): Attribution of Term Credit Spread Differential
19
20 |  | Gross term credit spread differential |  |  |  | 0
21
22 |  |  | Total book value of interest bearing debt
23 |  |  | Leverage |  | 44%
24 |  |  | Average opening and closing RAB values
25 |  | Attribution Rate (%) |  |  |  | 0%
26
27 |  | Term credit spread differential allowance |  |  |  | 0

## Powerco s5c DY2013
[9 empty] | Company Name | Powerco Limited
[9 empty] | For Year Ended | 2013-09-30
SCHEDULE 5c: REPORT ON TERM CREDIT SPREAD DIFFERENTIAL ALLOWANCE
This schedule is only to be completed if, as at the date of the most recently published financial statements, the weighted average original tenor of the debt portfolio (both qualifying debt and non-qualifying debt) is greater than five years. This information is part of audited disclosure information (as defined in section 1.4 of the ID determination), and so is subject to the assurance report required by section 2.8.
sch ref
7
8 | 5c(i): Qualifying Debt (may be Commission only)
9
10 |  |  | Issuing party | Issue date | Pricing date | Original tenor (in years) | Coupon rate (%) | Book value at issue date (NZD) | Book value at date of financial statements (NZD) | Term Credit Spread Difference | Cost of executing an interest rate swap | Debt issue cost readjustment
11 |  |  | 2004 Guaranteed Bonds - 2 | 2004-03-29 | 2004-03-25 | 9 | 6.39% | 100000000 | 100035000 | 150052.5 | 18815.083 | -155555.5556
12 |  |  | 2004 Guaranteed Bonds - 3 | 2004-03-29 | 2004-03-25 | 11.25 | 6.53% | 50000000 | 53169000 | 79753.5 | 8375.1809 | -97222.2222
13 |  |  | 2005 Guaranteed Bonds - 2 | 2005-09-28 | 2005-09-26 | 12 | 6.74% | 50000000 | 47170000 | 70755 | 9070.3193 | -102083.3333
14 |  |  | USPP (2003) US$56m/NZ$94.2m | 2003-11-25 | 2003-09-24 | 11 | BKBM+0.89% | 94165125 | 70828000 | 106242 | 0 | -179769.7841
|  |  | USPP (2003) US$54m/NZ$90.8m | 2003-11-25 | 2003-09-24 | 12 | BKBM+0.88% | 90802085 | 70866000 | 106299 | 0 | -185387.5902
|  |  | USPP (2003) US$65m/NZ$109.3m | 2003-11-25 | 2003-09-24 | 13 | BKBM+0.88% | 109298806 | 88088000 | 132132 | 0 | -235412.8129
|  |  | USPP (2011) US$72m/NZ$91.4m | 2011-06-07 | 2011-06-07 | 9 | BKBM+1.945% | 91370558.38 | 94281000 | 152358.096 | 0 | -142131.9797
|  |  | USPP (2011) US$90m/NZ$114.2m | 2011-06-07 | 2011-06-07 | 12 | BKBM+1.835% | 114213197.97 | 120217000 | 180325.5 | 0 | -233185.2792
|  |  | USPP (2011) US$83m/NZ$105.3m | 2011-06-07 | 2011-06-07 | 15 | BKBM+1.980% | 105329949.239 | 112158000 | 168237 | 0 | -245769.8816
|  |  | 2011 Wholesale Bond - Fixed rate | 2011-12-20 | 2011-12-20 | 7 | 6.31% | 65000000 | 64802000 | 97203 | 12948.0876 | -65000
|  |  | 2011 Wholesale Bond - Floating rate | 2011-12-20 | 2011-12-20 | 7 | BKBM + 2.60% | 35000000 | 36115000 | 54172.5 | 7216.1381 | -35000
|  |  | USPP(2013) US$25m/NZ$30.4m | 2013-01-23 | 2012-11-01 | 12 | BKBM + 2.20% | 30439547 | 28717000 | 43075.5 | 0 | -62147.4085
15 |  |  | USPP(2013) US$80m/NZ$97.4m | 2013-01-23 | 2012-11-01 | 15 | BKBM + 2.21% | 97406551 | 94419000 | 141628.5 | 0 | -227281.9523
16 |  |  | * include additional rows if needed | [5 empty] | 980865000 | 1482234.096 | 56424.8089 | -1965947.7996
17
18 | 5c(ii): Attribution of Term Credit Spread Differential
19
20 |  | Gross term credit spread differential |  |  |  | -427288.8946
21
22 |  |  | Total book value of interest bearing debt |  | 1078703
23 |  |  | Leverage |  | 44%
24 |  |  | Average opening and closing RAB values |  | 338838.1542
25 |  | Attribution Rate (%) |  |  |  | 13.82%
26
27 |  | Term credit spread differential allowance |  |  |  | 0

## Vector GDB s5c DY2013
[9 empty] | Company Name | Vector - gas distribution business
[9 empty] | For Year Ended | 2013-06-30
SCHEDULE 5c: REPORT ON TERM CREDIT SPREAD DIFFERENTIAL ALLOWANCE
This schedule is only to be completed if, as at the date of the most recently published financial statements, the weighted average original tenor of the debt portfolio (both qualifying debt and non-qualifying debt) is greater than five years. This information is part of audited disclosure information (as defined in section 1.4 of the ID determination), and so is subject to the assurance report required by section 2.8.
sch ref
7
8 | 5c(i): Qualifying Debt (may be Commission only)
9
10 |  |  | Issuing party | Issue date | Pricing date | Original tenor (in years) | Coupon rate (%) | Book value at issue date (NZD) | Book value at date of financial statements (NZD) | Term Credit Spread Difference | Cost of executing an interest rate swap | Debt issue cost readjustment
11 |  |  | Senior bonds – fixed coupon | 2009-05-27 | 2009-05-27 | 5.4 | 7.8 | 150000 | 153215 | []VCI | []VCI | []VCI
|  |  | Capital bonds – fixed coupon | 2012-06-15 | 2012-06-14 | 5 | 7 | 262651 | 262217 | []VCI | []VCI | []VCI
|  |  | Floating rate notes | 2007-04-04 | 2007-04-04 | 10.0082 | BKBM+ []VCI | 200000 |  | []VCI | []VCI | []VCI
|  |  |  | 2005-10-26 | 2005-10-26 | 10.0055 | BKBM+ []VCI | 250000 |  | []VCI | []VCI | []VCI
|  |  |  | 2005-10-26 | 2005-10-26 | 12.0082 | BKBM+ []VCI | 400000 |  | []VCI | []VCI | []VCI
|  |  |  | 2005-10-26 | 2005-10-26 | 15.011 | BKBM+ []VCI | 350000 |  | []VCI | []VCI | []VCI
|  |  | Subtotal of floating rate notes |  |  |  |  | 1200000 | 1152627
|  |  | Medium term notes – GBP fixed rate | 2008-04-11 | 2008-04-08 | 10.7589 | 7.625 | 285614 | 223125 | []VCI | []VCI | []VCI
|  |  | Senior notes - USD fixed rate | 2004-09-16 | 2004-07-19 | 12.0082 | 5.51 | 98875 |  | []VCI | []VCI | []VCI
|  |  | Senior notes - USD fixed rate | 2004-09-16 | 2004-07-19 | 15.0082 | 5.75 | 296623 |  | []VCI | []VCI | []VCI
|  |  | Senior notes - USD fixed rate | 2010-12-20 | 2010-09-22 | 12 | []VCI | 250516 |  | []VCI | []VCI | []VCI
|  |  | Subtotal of senior notes - USD fixed rate |  |  |  |  | 646014 | 629672
|  |  | Bank loans | 2012-02-03 | 2012-02-03 | 3 | BKBM+ []VCI
|  |  |  | 2012-02-03 | 2012-02-03 | 3 | BKBM+ []VCI
|  |  |  | 2010-07-29 | 2010-07-29 | 3 | BKBM+ []VCI
|  |  | Subtotal of bank loans | [5 empty] | -187
|  |  | Working capital loans | 2010-12-17 | 2010-12-17 | 3 | BKBM+ []VCI
|  |  |  | 2010-12-17 | 2010-12-17 | 3 | BKBM+ []VCI
|  |  | Subtotal of working capital loan | [5 empty] | -239
12
13
14
15
16 |  |  | * include additional rows if needed | [5 empty] | 2420430 | []VCI | []VCI | []VCI
17
18 | 5c(ii): Attribution of Term Credit Spread Differential
19
20 |  | Gross term credit spread differential |  |  |  | 1106.17
21
22 |  |  | Total book value of interest bearing debt |  | 2455411
23 |  |  | Leverage |  | 44%
24 |  |  | Average opening and closing RAB values |  | 462990.5
25 |  | Attribution Rate (%) |  |  |  | 8.297%
26
27 |  | Term credit spread differential allowance |  |  |  | 91.7746

## GasNet s5c DY2014
[9 empty] | Company Name | GasNet Limited
[9 empty] | For Year Ended | 2014-06-30
SCHEDULE 5c: REPORT ON TERM CREDIT SPREAD DIFFERENTIAL ALLOWANCE
This schedule is only to be completed if, as at the date of the most recently published financial statements, the weighted average original tenor of the debt portfolio (both qualifying debt and non-qualifying debt) is greater than five years. This information is part of audited disclosure information (as defined in section 1.4 of the ID determination), and so is subject to the assurance report required by section 2.8.
sch ref
7
8 | 5c(i): Qualifying Debt (may be Commission only)
9
10 |  |  | Issuing party | Issue date | Pricing date | Original tenor (in years) | Coupon rate (%) | Book value at issue date (NZD) | Book value at date of financial statements (NZD) | Term Credit Spread Difference | Cost of executing an interest rate swap | Debt issue cost readjustment
11
12
13
14
15
16 |  |  | * include additional rows if needed | [5 empty] | 0 | 0 | 0 | 0
17
18 | 5c(ii): Attribution of Term Credit Spread Differential
19
20 |  | Gross term credit spread differential |  |  |  | 0
21
22 |  |  | Total book value of interest bearing debt
23 |  |  | Leverage |  | 44%
24 |  |  | Average opening and closing RAB values
25 |  | Attribution Rate (%) |  |  |  | 0%
26
27 |  | Term credit spread differential allowance |  |  |  | 0

## Powerco s5c DY2014
[9 empty] | Company Name | Powerco Limited
[9 empty] | For Year Ended | 2014-09-30
SCHEDULE 5c: REPORT ON TERM CREDIT SPREAD DIFFERENTIAL ALLOWANCE
This schedule is only to be completed if, as at the date of the most recently published financial statements, the weighted average original tenor of the debt portfolio (both qualifying debt and non-qualifying debt) is greater than five years. This information is part of audited disclosure information (as defined in section 1.4 of the ID determination), and so is subject to the assurance report required by section 2.8.
sch ref
7
8 | 5c(i): Qualifying Debt (may be Commission only)
9
10 |  |  | Issuing party | Issue date | Pricing date | Original tenor (in years) | Coupon rate (%) | Book value at issue date (NZD) | Book value at date of financial statements (NZD) | Term Credit Spread Difference | Cost of executing an interest rate swap | Debt issue cost readjustment
11 |  |  | 2004 Guaranteed Bonds - 3 | 2004-03-29 | 2004-03-25 | 11.25 | 6.53% | 50000000 | 51758159.37 | 75000 | 8152.9453 | -97222.2222
|  |  | 2005 Guaranteed Bonds - 2 | 2005-09-28 | 2005-09-26 | 12 | 6.74% | 50000000 | 49633183.46 | 75000 | 9543.9648 | -102083.3333
|  |  | USPP (2003) US$56m/NZ$94.2m | 2003-11-25 | 2003-09-24 | 11 | BKBM+0.89% | 94165125 | 66108051.12 | 141247.6875 | 0 | -179769.7841
|  |  | USPP (2003) US$54m/NZ$90.8m | 2003-11-25 | 2003-09-24 | 12 | BKBM+0.88% | 90802085 | 66211220.81 | 136203.1275 | 0 | -185387.5902
|  |  | USPP (2003) US$65m/NZ$109.3m | 2003-11-25 | 2003-09-24 | 13 | BKBM+0.88% | 109298806 | 82513442.68 | 163948.209 | 0 | -235412.8129
|  |  | USPP (2011) US$72m/NZ$91.4m | 2011-06-07 | 2011-06-07 | 9 | BKBM+1.945% | 91370558.38 | 90118596.47 | 147654.8223 | 0 | -142131.9797
|  |  | USPP (2011) US$90m/NZ$114.2m | 2011-06-07 | 2011-06-07 | 12 | BKBM+1.835% | 114213197.97 | 115205673.35 | 171319.797 | 0 | -233185.2792
|  |  | USPP (2011) US$83m/NZ$105.3m | 2011-06-07 | 2011-06-07 | 15 | BKBM+1.980% | 105329949.239 | 107699232.85 | 157994.9239 | 0 | -245769.8816
|  |  | 2011 Wholesale Bond - Fixed rate | 2011-12-20 | 2011-12-20 | 7 | 6.31% | 65000000 | 64836207.8195 | 97500 | 12954.9227 | -65000
|  |  | 2011 Wholesale Bond - Floating rate | 2011-12-20 | 2011-12-20 | 7 | BKBM + 2.60% | 35000000 | 36133733.8605 | 52500 | 7219.8814 | -35000
12 |  |  | USPP(2013) US$25m/NZ$30.4m | 2013-01-23 | 2012-11-01 | 12 | BKBM + 2.20% | 30439547 | 27767574.61 | 45659.3205 | 0 | -62147.4085
13 |  |  | USPP(2013) US$80m/NZ$97.4m | 2013-01-23 | 2012-11-01 | 15 | BKBM + 2.21% | 97406551 | 91541726.99 | 146109.8265 | 0 | -227281.9523
14
15
16 |  |  | * include additional rows if needed | [5 empty] | 849526803.39 | 1410137.7142 | 37871.7142 | -1810392.244
17
18 | 5c(ii): Attribution of Term Credit Spread Differential
19
20 |  | Gross term credit spread differential |  |  |  | -362382.8157
21
22 |  |  | Total book value of interest bearing debt |  | 1059867
23 |  |  | Leverage |  | 44%
24 |  |  | Average opening and closing RAB values |  | 340187.0117
25 |  | Attribution Rate (%) |  |  |  | 14.12%
26
27 |  | Term credit spread differential allowance |  |  |  | 0

## Vector GDB s5c DY2014
[9 empty] | Company Name | Vector - gas distribution business
[9 empty] | For Year Ended | 2014-06-30
SCHEDULE 5c: REPORT ON TERM CREDIT SPREAD DIFFERENTIAL ALLOWANCE
This schedule is only to be completed if, as at the date of the most recently published financial statements, the weighted average original tenor of the debt portfolio (both qualifying debt and non-qualifying debt) is greater than five years. This information is part of audited disclosure information (as defined in section 1.4 of the ID determination), and so is subject to the assurance report required by section 2.8.
sch ref
7
8 | 5c(i): Qualifying Debt (may be Commission only)
9
10 |  |  | Issuing party | Issue date | Pricing date | Original tenor (in years) | Coupon rate (%) | Book value at issue date (NZD) | Book value at date of financial statements (NZD) | Term Credit Spread Difference | Cost of executing an interest rate swap | Debt issue cost readjustment
11 |  |  | Senior bonds – fixed coupon | 2009-05-27 | 2009-05-27 | 5.4 | 7.8 | 150000 | 150408 | []VCI | []VCI | []VCI
|  |  | Capital bonds – fixed coupon | 2012-06-15 | 2012-06-14 | 5 | 7 | 262651 | 262316 | []VCI | []VCI | []VCI
|  |  | Floating rate notes | 2007-04-04 | 2007-04-04 | 10.0082 | BKBM+ []VCI | 200000 |  | []VCI | []VCI | []VCI
|  |  |  | 2005-10-26 | 2005-10-26 | 10.0055 | BKBM + []VCI | 250000 |  | []VCI | []VCI | []VCI
|  |  |  | 2005-10-26 | 2005-10-26 | 12.0082 | BKBM + []VCI | 400000 |  | []VCI | []VCI | []VCI
|  |  |  | 2005-10-26 | 2005-10-26 | 15.011 | BKBM + []VCI | 350000 |  | []VCI | []VCI | []VCI
|  |  | Subtotal of floating rate notes |  |  |  |  | 1200000 | 1154414
|  |  | Medium term notes – GBP fixed rate | 2008-04-11 | 2008-04-08 | 10.7589 | 7.625 | 285614 | 222154 | []VCI | []VCI | []VCI
|  |  | Senior notes - USD fixed rate | 2004-09-16 | 2004-07-19 | 12.0082 | 5.51 | 98875 |  | []VCI | []VCI | []VCI
|  |  | Senior notes - USD fixed rate | 2004-09-16 | 2004-07-19 | 15.0082 | 5.75 | 296623 |  | []VCI | []VCI | []VCI
|  |  | Senior notes - USD fixed rate | 2010-12-20 | 2010-09-22 | 12 | []VCI | 250516 |  | []VCI | []VCI | []VCI
|  |  | Subtotal of senior notes - USD fixed rate |  |  |  |  | 646014 | 551361
|  |  | Bank loans | 2012-02-03 | 2012-02-03 | 3 | BKBM + []VCI
|  |  |  | 2012-02-03 | 2012-02-03 | 3 | BKBM + []VCI
|  |  |  | 2013-12-17 | 2013-12-17 | 3 | BKBM + []VCI
|  |  | Subtotal of bank loans | [5 empty] | 99797
|  |  | Working capital and other loans | 2013-12-17 | 2013-12-17 | 3 | BKBM + []VCI
|  |  |  | 2013-12-17 | 2013-12-17 | 3 | BKBM + []VCI
|  |  |  | 2013-12-17 | 2013-12-17 | 3 | BKBM + []VCI
|  |  | Subtotal of working capital and other loans | [5 empty] | 28538
16 |  |  | * include additional rows if needed | [5 empty] | 2468988 | []VCI | []VCI | []VCI
17
18 | 5c(ii): Attribution of Term Credit Spread Differential
19
20 |  | Gross term credit spread differential |  |  |  | 1106.17
21
22 |  |  | Total book value of interest bearing debt |  | 2420430
23 |  |  | Leverage |  | 44%
24 |  |  | Average opening and closing RAB values |  | 475515.5
25 |  | Attribution Rate (%) |  |  |  | 8.644%
26
27 |  | Term credit spread differential allowance |  |  |  | 95.6196

## GasNet s5d DY2013
[6 empty] | Company Name | GasNet Limited
[6 empty] | For Year Ended | 2013-06-30
SCHEDULE 5d: REPORT ON COST ALLOCATIONS
This schedule provides information on the allocation of operational costs. GDBs must provide explanatory comment on their cost allocation in Schedule 14 (Mandatory Explanatory Notes), including on the impact of any reclassifications. This information is part of audited disclosure information (as defined in section 1.4 of the ID determination), and so is subject to the assurance report required by section 2.8.
sch ref
7 | 5d(i): Operating Cost Allocations
8 |  |  |  |  | Value allocated ($000s) |  |  |  | OVABAA allocation increase ($000s)
9 |  |  |  |  | Arm's length deduction | Gas distribution services | Non-gas distribution services | Total
10 |  | Service interruptions, incidents and emergencies
11 |  |  |  | Directly attributable |  | 43
12 |  |  |  | Not directly attributable | 0 | 0 | 0 | 0 | 0
13 |  |  | Total attributable to regulated service |  |  | 43
14 |  | Routine and corrective maintenance and inspection
15 |  |  |  | Directly attributable |  | 79
16 |  |  |  | Not directly attributable | 0 | 0 | 0 | 0 | 0
17 |  |  | Total attributable to regulated service |  |  | 79
18 |  | Asset replacement and renewal
19 |  |  |  | Directly attributable |  | 0
20 |  |  |  | Not directly attributable | 0 | 0 | 0 | 0 | 0
21 |  |  | Total attributable to regulated service |  |  | 0
22 |  | System operations and network support
23 |  |  |  | Directly attributable |  | -95
24 |  |  |  | Not directly attributable | 0 | 758 | 126 | 884 | 0
25 |  |  | Total attributable to regulated service |  |  | 663
26 |  | Business support
27 |  |  |  | Directly attributable |  | 330
28 |  |  |  | Not directly attributable | 0 | 507 | 84 | 591 | 0
29 |  |  | Total attributable to regulated service |  |  | 837
30
31 |  | Operating costs directly attributable |  |  |  | 357
32 |  | Operating costs not directly attributable |  |  | 0 | 1265 | 210 | 1475 | 0
33 |  | Operating expenditure |  |  |  | 1622
41 | 5d(ii): Other Cost Allocations
42 |  | Pass through and recoverable costs
43 |  | Pass through costs
44 |  |  |  | Directly attributable |  | 80
45 |  |  |  | Not directly attributable | 0 | 0 | 0 | 0 | 0
46 |  |  | Total attributable to regulated service |  |  | 80
47 |  | Recoverable costs
48 |  |  |  | Directly attributable |  | 0
49 |  |  |  | Not directly attributable | 0 | 0 | 0 | 0 | 0
50 |  |  | Total attributable to regulated service |  |  | 0
51 | [6 empty] | ($000)
52 | 5d(iii): Changes in Cost Allocations* † | [5 empty] | CY-1 | Current Year (CY)
53 |  |  | Change in cost allocation 1 |  |  |  | 2012-06-30 | 2013-06-30
54 |  |  |  | Cost category |  | Original allocation
55 |  |  |  | Original allocator or line items |  | New allocation
56 |  |  |  | New allocator or line items |  | Difference | 0 | 0
57
58 |  |  |  | Rationale for change
59
[7 empty] | CY-1 | Current Year (CY)
61 |  |  | Change in cost allocation 2 |  |  |  | 2012-06-30 | 2013-06-30
62 |  |  |  | Cost category |  | Original allocation
63 |  |  |  | Original allocator or line items |  | New allocation
64 |  |  |  | New allocator or line items |  | Difference | 0 | 0
65
66 |  |  |  | Rationale for change
67
[7 empty] | CY-1 | Current Year (CY)
69 |  |  | Change in cost allocation 3 |  |  |  | 2012-06-30 | 2013-06-30
70 |  |  |  | Cost category |  | Original allocation
71 |  |  |  | Original allocator or line items |  | New allocation
72 |  |  |  | New allocator or line items |  | Difference | 0 | 0
73
74 |  |  |  | Rationale for change
75
76 | * a change in cost allocation must be completed for each cost allocator change that has occurred in the disclosure year. A movement in an allocator metric is not a change in allocator or component.
† include additional rows if needed

## Powerco s5d DY2013
[6 empty] | Company Name | Powerco Limited
[6 empty] | For Year Ended | 2013-09-30
SCHEDULE 5d: REPORT ON COST ALLOCATIONS
This schedule provides information on the allocation of operational costs. GDBs must provide explanatory comment on their cost allocation in Schedule 14 (Mandatory Explanatory Notes), including on the impact of any reclassifications. This information is part of audited disclosure information (as defined in section 1.4 of the ID determination), and so is subject to the assurance report required by section 2.8.
sch ref
7 | 5d(i): Operating Cost Allocations
8 |  |  |  |  | Value allocated ($000s) |  |  |  | OVABAA allocation increase ($000s)
9 |  |  |  |  | Arm's length deduction | Gas distribution services | Non-gas distribution services | Total
10 |  | Service interruptions, incidents and emergencies
11 |  |  |  | Directly attributable |  | 397.0586
12 |  |  |  | Not directly attributable |  | 0 |  | 0
13 |  |  | Total attributable to regulated service |  |  | 397.0586
14 |  | Routine and corrective maintenance and inspection
15 |  |  |  | Directly attributable |  | 2350.017
16 |  |  |  | Not directly attributable |  | 0 |  | 0
17 |  |  | Total attributable to regulated service |  |  | 2350.017
18 |  | Asset replacement and renewal
19 |  |  |  | Directly attributable |  | 1548.6053
20 |  |  |  | Not directly attributable |  | 0 |  | 0
21 |  |  | Total attributable to regulated service |  |  | 1548.6053
22 |  | System operations and network support
23 |  |  |  | Directly attributable |  | 4143.8063
24 |  |  |  | Not directly attributable |  | 0 |  | 0
25 |  |  | Total attributable to regulated service |  |  | 4143.8063
26 |  | Business support
27 |  |  |  | Directly attributable |  | 814.961
28 |  |  |  | Not directly attributable |  | 5049.2725 | 25459.8076 | 30509.0801
29 |  |  | Total attributable to regulated service |  |  | 5864.2335
30
31 |  | Operating costs directly attributable |  |  |  | 9254.4482
32 |  | Operating costs not directly attributable |  |  | 0 | 5049.2725 | 25459.8076 | 30509.0801 | 0
33 |  | Operating expenditure |  |  |  | 14303.7207
41 | 5d(ii): Other Cost Allocations
42 |  | Pass through and recoverable costs
43 |  | Pass through costs
44 |  |  |  | Directly attributable |  | 1718.286
45 |  |  |  | Not directly attributable |  | 0 |  | 0
46 |  |  | Total attributable to regulated service |  |  | 1718.286
47 |  | Recoverable costs
48 |  |  |  | Directly attributable |  | 0
49 |  |  |  | Not directly attributable |  | 0 |  | 0
50 |  |  | Total attributable to regulated service |  |  | 0
51 | [6 empty] | ($000)
52 | 5d(iii): Changes in Cost Allocations* † | [5 empty] | CY-1 | Current Year (CY)
53 |  |  | Change in cost allocation 1 |  |  |  | 2012-09-30 | 2013-09-30
54 |  |  |  | Cost category |  | Original allocation
55 |  |  |  | Original allocator or line items |  | New allocation
56 |  |  |  | New allocator or line items |  | Difference | 0 | 0
57
58 |  |  |  | Rationale for change
59
[7 empty] | CY-1 | Current Year (CY)
61 |  |  | Change in cost allocation 2 |  |  |  | 2012-09-30 | 2013-09-30
62 |  |  |  | Cost category |  | Original allocation
63 |  |  |  | Original allocator or line items |  | New allocation
64 |  |  |  | New allocator or line items |  | Difference | 0 | 0
65
66 |  |  |  | Rationale for change
67
[7 empty] | CY-1 | Current Year (CY)
69 |  |  | Change in cost allocation 3 |  |  |  | 2012-09-30 | 2013-09-30
70 |  |  |  | Cost category |  | Original allocation
71 |  |  |  | Original allocator or line items |  | New allocation
72 |  |  |  | New allocator or line items |  | Difference | 0 | 0
73
74 |  |  |  | Rationale for change
75
76 | * a change in cost allocation must be completed for each cost allocator change that has occurred in the disclosure year. A movement in an allocator metric is not a change in allocator or component.
† include additional rows if needed

## Vector GDB s5d DY2013
[6 empty] | Company Name | Vector - gas distribution business
[6 empty] | For Year Ended | 2013-06-30
SCHEDULE 5d: REPORT ON COST ALLOCATIONS
This schedule provides information on the allocation of operational costs. GDBs must provide explanatory comment on their cost allocation in Schedule 14 (Mandatory Explanatory Notes), including on the impact of any reclassifications. This information is part of audited disclosure information (as defined in section 1.4 of the ID determination), and so is subject to the assurance report required by section 2.8.
sch ref
7 | 5d(i): Operating Cost Allocations
8 |  |  |  |  | Value allocated ($000s) |  |  |  | OVABAA allocation increase ($000s)
9 |  |  |  |  | Arm's length deduction | Gas distribution services | Non-gas distribution services | Total
10 |  | Service interruptions, incidents and emergencies
11 |  |  |  | Directly attributable |  | 3966
12 |  |  |  | Not directly attributable | 0 | 0 | 0 | 0 | 0
13 |  |  | Total attributable to regulated service |  |  | 3966
14 |  | Routine and corrective maintenance and inspection
15 |  |  |  | Directly attributable |  | 3978
16 |  |  |  | Not directly attributable | 0 | 0 | 0 | 0 | 0
17 |  |  | Total attributable to regulated service |  |  | 3978
18 |  | Asset replacement and renewal
19 |  |  |  | Directly attributable |  | 0
20 |  |  |  | Not directly attributable | 0 | 0 | 0 | 0 | 0
21 |  |  | Total attributable to regulated service |  |  | 0
22 |  | System operations and network support
23 |  |  |  | Directly attributable |  | 2762
24 |  |  |  | Not directly attributable | 0 | 930 | 3763 | 4693 | 0
25 |  |  | Total attributable to regulated service |  |  | 3692
26 |  | Business support
27 |  |  |  | Directly attributable |  | 12
28 |  |  |  | Not directly attributable | 0 | 6009 | 35376 | 41385 | 0
29 |  |  | Total attributable to regulated service |  |  | 6021
30
31 |  | Operating costs directly attributable |  |  |  | 10718
32 |  | Operating costs not directly attributable |  |  | 0 | 6939 | 39139 | 46078 | 0
33 |  | Operating expenditure |  |  |  | 17657
41 | 5d(ii): Other Cost Allocations
42 |  | Pass through and recoverable costs
43 |  | Pass through costs
44 |  |  |  | Directly attributable |  | 1919
45 |  |  |  | Not directly attributable | 0 | 0 | 0 | 0 | 0
46 |  |  | Total attributable to regulated service |  |  | 1919
47 |  | Recoverable costs
48 |  |  |  | Directly attributable |  | 0
49 |  |  |  | Not directly attributable | 0 | 0 | 0 | 0 | 0
50 |  |  | Total attributable to regulated service |  |  | 0
51 | [6 empty] | ($000)
52 | 5d(iii): Changes in Cost Allocations* † | [5 empty] | CY-1 | Current Year (CY)
53 |  |  | Change in cost allocation 1 |  |  |  | 2012-06-30 | 2013-06-30
54 |  |  |  | Cost category |  | Original allocation
55 |  |  |  | Original allocator or line items |  | New allocation
56 |  |  |  | New allocator or line items |  | Difference | 0 | 0
57
58 |  |  |  | Rationale for change
59
[7 empty] | CY-1 | Current Year (CY)
61 |  |  | Change in cost allocation 2 |  |  |  | 2012-06-30 | 2013-06-30
62 |  |  |  | Cost category |  | Original allocation
63 |  |  |  | Original allocator or line items |  | New allocation
64 |  |  |  | New allocator or line items |  | Difference | 0 | 0
65
66 |  |  |  | Rationale for change
67
[7 empty] | CY-1 | Current Year (CY)
69 |  |  | Change in cost allocation 3 |  |  |  | 2012-06-30 | 2013-06-30
70 |  |  |  | Cost category |  | Original allocation
71 |  |  |  | Original allocator or line items |  | New allocation
72 |  |  |  | New allocator or line items |  | Difference | 0 | 0
73
74 |  |  |  | Rationale for change
75
76 | * a change in cost allocation must be completed for each cost allocator change that has occurred in the disclosure year. A movement in an allocator metric is not a change in allocator or component.
† include additional rows if needed

## GasNet s5d DY2014
[7 empty] | Company Name | GasNet Limited
[7 empty] | For Year Ended | 2014-06-30
SCHEDULE 5d: REPORT ON COST ALLOCATIONS
This schedule provides information on the allocation of operational costs. GDBs must provide explanatory comment on their cost allocation in Schedule 14 (Mandatory Explanatory Notes), including on the impact of any reclassifications. This information is part of audited disclosure information (as defined in section 1.4 of the ID determination), and so is subject to the assurance report required by section 2.8.
sch ref
7 | 5d(i): Operating Cost Allocations
8 | [5 empty] | Value allocated ($000s) |  |  |  | OVABAA allocation increase ($000s)
9 | [5 empty] | Arm's length deduction | Gas distribution services | Non-gas distribution services | Total
10 |  | Service interruptions, incidents and emergencies
11 |  |  |  | Directly attributable |  |  | 51
12 |  |  |  | Not directly attributable |  | 0 | 0 | 0 | 0 | 0
13 |  |  | Total attributable to regulated service |  |  |  | 51
14 |  | Routine and corrective maintenance and inspection
15 |  |  |  | Directly attributable |  |  | 80
16 |  |  |  | Not directly attributable |  | 0 | 0 | 0 | 0 | 0
17 |  |  | Total attributable to regulated service |  |  |  | 80
18 |  | Asset replacement and renewal
19 |  |  |  | Directly attributable |  |  | 0
20 |  |  |  | Not directly attributable |  | 0 | 0 | 0 | 0 | 0
21 |  |  | Total attributable to regulated service |  |  |  | 0
22 |  | System operations and network support
23 |  |  |  | Directly attributable |  |  | -103
24 |  |  |  | Not directly attributable |  |  | 775 | 134 | 909 | 0
25 |  |  | Total attributable to regulated service |  |  |  | 672
26 |  | Business support
27 |  |  |  | Directly attributable |  |  | 254
28 |  |  |  | Not directly attributable |  |  | 503 | 86 | 589 | 0
29 |  |  | Total attributable to regulated service |  |  |  | 757
30
31 |  | Operating costs directly attributable |  |  |  |  | 282
32 |  | Operating costs not directly attributable |  |  |  | 0 | 1278 | 220 | 1498 | 0
33 |  | Operating expenditure |  |  |  |  | 1560
41 | 5d(ii): Other Cost Allocations
42 |  | Pass through and recoverable costs
43 |  | Pass through costs
44 |  |  |  | Directly attributable |  |  | 82
45 |  |  |  | Not directly attributable |  | 0 | 0 | 0 | 0
46 |  |  | Total attributable to regulated service |  |  |  | 82
47 |  | Recoverable costs
48 |  |  |  | Directly attributable |  |  | 0
49 |  |  |  | Not directly attributable |  | 0 | 0 | 0 | 0
50 |  |  | Total attributable to regulated service |  |  |  | 0
51 | [7 empty] | ($000)
52 | 5d(iii): Changes in Cost Allocations* † | [6 empty] | CY-1 | Current Year (CY)
53 |  |  | Change in cost allocation 1 |  |  |  |  | 2013-06-30 | 2014-06-30
54 |  |  |  | Cost category | Nil |  | Original allocation
55 |  |  |  | Original allocator or line items |  |  | New allocation
56 |  |  |  | New allocator or line items |  |  | Difference | 0 | 0
57
58 |  |  |  | Rationale for change
59
60 | [7 empty] | CY-1 | Current Year (CY)
61 |  |  | Change in cost allocation 2 |  |  |  |  | 2013-06-30 | 2014-06-30
62 |  |  |  | Cost category | Nil |  | Original allocation
63 |  |  |  | Original allocator or line items |  |  | New allocation
64 |  |  |  | New allocator or line items |  |  | Difference | 0 | 0
65
66 |  |  |  | Rationale for change
67
68 | [7 empty] | CY-1 | Current Year (CY)
69 |  |  | Change in cost allocation 3 |  |  |  |  | 2013-06-30 | 2014-06-30
70 |  |  |  | Cost category | Nil |  | Original allocation
71 |  |  |  | Original allocator or line items |  |  | New allocation
72 |  |  |  | New allocator or line items |  |  | Difference | 0 | 0
73
74 |  |  |  | Rationale for change
75
76 | * a change in cost allocation must be completed for each cost allocator change that has occurred in the disclosure year. A movement in an allocator metric is not a change in allocator or component.
† include additional rows if needed

## Powerco s5d DY2014
[7 empty] | Company Name | Powerco Limited
[7 empty] | For Year Ended | 2014-09-30
SCHEDULE 5d: REPORT ON COST ALLOCATIONS
This schedule provides information on the allocation of operational costs. GDBs must provide explanatory comment on their cost allocation in Schedule 14 (Mandatory Explanatory Notes), including on the impact of any reclassifications. This information is part of audited disclosure information (as defined in section 1.4 of the ID determination), and so is subject to the assurance report required by section 2.8.
sch ref
7 | 5d(i): Operating Cost Allocations
8 | [5 empty] | Value allocated ($000s) |  |  |  | OVABAA allocation increase ($000s)
9 | [5 empty] | Arm's length deduction | Gas distribution services | Non-gas distribution services | Total
10 |  | Service interruptions, incidents and emergencies
11 |  |  |  | Directly attributable |  |  | 357.7405
12 |  |  |  | Not directly attributable |  |  |  |  | 0
13 |  |  | Total attributable to regulated service |  |  |  | 357.7405
14 |  | Routine and corrective maintenance and inspection
15 |  |  |  | Directly attributable |  |  | 2176.727
16 |  |  |  | Not directly attributable |  |  |  |  | 0
17 |  |  | Total attributable to regulated service |  |  |  | 2176.727
18 |  | Asset replacement and renewal
19 |  |  |  | Directly attributable |  |  | 2661.5364
20 |  |  |  | Not directly attributable |  |  |  |  | 0
21 |  |  | Total attributable to regulated service |  |  |  | 2661.5364
22 |  | System operations and network support
23 |  |  |  | Directly attributable |  |  | 3790.0042
24 |  |  |  | Not directly attributable |  |  | 132.9186 | 550.1793 | 683.0979
25 |  |  | Total attributable to regulated service |  |  |  | 3922.9228
26 |  | Business support
27 |  |  |  | Directly attributable |  |  | 801.8448
28 |  |  |  | Not directly attributable |  |  | 5270.1714 | 24024.1121 | 29294.2835
29 |  |  | Total attributable to regulated service |  |  |  | 6072.0162
30
31 |  | Operating costs directly attributable |  |  |  |  | 9787.853
32 |  | Operating costs not directly attributable |  |  |  | 0 | 5403.09 | 24574.2914 | 29977.3814 | 0
33 |  | Operating expenditure |  |  |  |  | 15190.9429
41 | 5d(ii): Other Cost Allocations
42 |  | Pass through and recoverable costs
43 |  | Pass through costs
44 |  |  |  | Directly attributable |  |  | 1733.2569
45 |  |  |  | Not directly attributable |  |  | 41.6124 | 118.4353 | 160.0477
46 |  |  | Total attributable to regulated service |  |  |  | 1774.8694
47 |  | Recoverable costs
48 |  |  |  | Directly attributable
49 |  |  |  | Not directly attributable |  |  |  |  | 0
50 |  |  | Total attributable to regulated service |  |  |  | 0
51 | [7 empty] | ($000)
52 | 5d(iii): Changes in Cost Allocations* † | [6 empty] | CY-1 | Current Year (CY)
53 |  |  | Change in cost allocation 1 |  |  |  |  | 2013-09-30 | 2014-09-30
54 |  |  |  | Cost category | Business Support-corporate services |  | Original allocation | 1294.4278 | 1351.3403
55 |  |  |  | Original allocator or line items | Line charge Revenue |  | New allocation | 1734.905 | 1824.2353
56 |  |  |  | New allocator or line items | Distribution line charge revenue |  | Difference | -440.4772 | -472.895
57
58 |  |  |  | Rationale for change | Transmission costs have been removed from our revenue allocator as they are not a significant driver of corporate services expenditure.
59
60 | [7 empty] | CY-1 | Current Year (CY)
61 |  |  | Change in cost allocation 2 |  |  |  |  | 2013-09-30 | 2014-09-30
62 |  |  |  | Cost category | Business Support - Information services and projects |  | Original allocation | 2310.5288 | 1794.1928
63 |  |  |  | Original allocator or line items | Fixed Assets - Historic Cost |  | New allocation | 2298.4176 | 1890.0874
64 |  |  |  | New allocator or line items | Fixed Assets - Depreciated Cost |  | Difference | 12.1112 | -95.8945
65
66 |  |  |  | Rationale for change | Our fixed assets allocator has been adjusted to depreciated cost to align with the allocator we use for asset allocation.
67
68 | [7 empty] | CY-1 | Current Year (CY)
69 |  |  | Change in cost allocation 3 |  |  |  |  | 2013-09-30 | 2014-09-30
70 |  |  |  | Cost category | Business support -Human Resource department |  | Original allocation | 121.5609 | 256.0278
71 |  |  |  | Original allocator or line items | Net Line Revenue |  | New allocation | 227.0802 | 444.9324
72 |  |  |  | New allocator or line items | Employee numbers |  | Difference | -105.5193 | -188.9046
73
74 |  |  |  | Rationale for change | Employee numbers are considered a more accurate driver of HR department expenses.
75
76
77 |  |  | Change in cost allocation 4 |  |  |  |  | 2013-09-30 | 2014-09-30
78 |  |  |  | Cost category | Business support - insurance |  | Original allocation | 236.77 | 219.8623
79 |  |  |  | Original allocator or line items | Fixed Assets-Historic Cost |  | New allocation | 154.085 | 126.9163
80 |  |  |  | New allocator or line items | Vehicle numbers/Employee numbers/indemnity value |  | Difference | 82.6849 | 92.946
81
82 |  |  |  | Rationale for change | Disaggregation of our insurance costs has enabled more causal relationships to be established.
83
85
86 |  |  | Change in cost allocation 5 |  |  |  |  | 2013-09-30 | 2014-09-30
87 |  |  |  | Cost category | Business support -facility costs |  | Original allocation | 340.0491 | 316.1269
88 |  |  |  | Original allocator or line items | Fixed assets - historical cost |  | New allocation | 460.6877 | 460.632
89 |  |  |  | New allocator or line items | Employee numbers/Fixed Assets-NBV |  | Difference | -120.6385 | -144.5051
90
91 |  |  |  | Rationale for change | Employee numbers by location area are also an important driver of facility costs
* a change in cost allocation must be completed for each cost allocator change that has occurred in the disclosure year. A movement in an allocator metric is not a change in allocator or component.
† include additional rows if needed

## Vector GDB s5d DY2014
[6 empty] | Company Name | Vector - gas distribution business
[6 empty] | For Year Ended | 2014-06-30
SCHEDULE 5d: REPORT ON COST ALLOCATIONS
This schedule provides information on the allocation of operational costs. GDBs must provide explanatory comment on their cost allocation in Schedule 14 (Mandatory Explanatory Notes), including on the impact of any reclassifications. This information is part of audited disclosure information (as defined in section 1.4 of the ID determination), and so is subject to the assurance report required by section 2.8.
sch ref
7 | 5d(i): Operating Cost Allocations
8 |  |  |  |  | Value allocated ($000s) |  |  |  | OVABAA allocation increase ($000s)
9 |  |  |  |  | Arm's length deduction | Gas distribution services | Non-gas distribution services | Total
10 |  | Service interruptions, incidents and emergencies
11 |  |  |  | Directly attributable |  | 3732
12 |  |  |  | Not directly attributable | 0 | 0 | 0 | 0 | 0
13 |  |  | Total attributable to regulated service |  |  | 3732
14 |  | Routine and corrective maintenance and inspection
15 |  |  |  | Directly attributable |  | 3782
16 |  |  |  | Not directly attributable | 0 | 0 | 0 | 0 | 0
17 |  |  | Total attributable to regulated service |  |  | 3782
18 |  | Asset replacement and renewal
19 |  |  |  | Directly attributable |  | 0
20 |  |  |  | Not directly attributable | 0 | 0 | 0 | 0 | 0
21 |  |  | Total attributable to regulated service |  |  | 0
22 |  | System operations and network support
23 |  |  |  | Directly attributable |  | 1941
24 |  |  |  | Not directly attributable | 0 | 714 | 3920 | 4634 | 0
25 |  |  | Total attributable to regulated service |  |  | 2655
26 |  | Business support
27 |  |  |  | Directly attributable |  | 165
28 |  |  |  | Not directly attributable | 0 | 6132 | 39093 | 45225 | 0
29 |  |  | Total attributable to regulated service |  |  | 6297
30
31 |  | Operating costs directly attributable |  |  |  | 9620
32 |  | Operating costs not directly attributable |  |  | 0 | 6846 | 43013 | 49859 | 0
33 |  | Operating expenditure |  |  |  | 16466
41 | 5d(ii): Other Cost Allocations
42 |  | Pass through and recoverable costs
43 |  | Pass through costs
44 |  |  |  | Directly attributable |  | 2417
45 |  |  |  | Not directly attributable | 0 | 0 | 0 | 0 | 0
46 |  |  | Total attributable to regulated service |  |  | 2417
47 |  | Recoverable costs
48 |  |  |  | Directly attributable
49 |  |  |  | Not directly attributable | 0 | 0 | 0 | 0 | 0
50 |  |  | Total attributable to regulated service |  |  | 0
51 | [6 empty] | ($000)
52 | 5d(iii): Changes in Cost Allocations* † | [5 empty] | CY-1 | Current Year (CY)
53 |  |  | Change in cost allocation 1 |  |  |  | 2013-06-30 | 2014-06-30
54 |  |  |  | Cost category |  | Original allocation
55 |  |  |  | Original allocator or line items |  | New allocation
56 |  |  |  | New allocator or line items |  | Difference | 0 | 0
57
58 |  |  |  | Rationale for change
59
60 | [6 empty] | CY-1 | Current Year (CY)
61 |  |  | Change in cost allocation 2 |  |  |  | 2013-06-30 | 2014-06-30
62 |  |  |  | Cost category |  | Original allocation
63 |  |  |  | Original allocator or line items |  | New allocation
64 |  |  |  | New allocator or line items |  | Difference | 0 | 0
65
66 |  |  |  | Rationale for change
67
68 | [6 empty] | CY-1 | Current Year (CY)
69 |  |  | Change in cost allocation 3 |  |  |  | 2013-06-30 | 2014-06-30
70 |  |  |  | Cost category |  | Original allocation
71 |  |  |  | Original allocator or line items |  | New allocation
72 |  |  |  | New allocator or line items |  | Difference | 0 | 0
73
74 |  |  |  | Rationale for change
75
76 | * a change in cost allocation must be completed for each cost allocator change that has occurred in the disclosure year. A movement in an allocator metric is not a change in allocator or component.
† include additional rows if needed

## GasNet s5e DY2010
[5 empty] | Company Name | GasNet Limited
[5 empty] | For Year Ended | 2010-06-30
SCHEDULE 5e: REPORT ON ASSET ALLOCATIONS
This schedule requires information on the allocation of asset values. This information supports the calculation of the RAB value in Schedule 4. GDBs must provide explanatory comment on their cost allocation in Schedule 14 (Mandatory Explanatory Notes), including on the impact of any changes in asset allocations. This information is part of audited disclosure information (as defined in section 1.4 of the ID determination), and so is subject to the assurance report required by section 2.8.
sch ref
7 | 5e(i):Regulated Service Asset Values
8 |  |  |  |  | Value allocated ($000s)
9 |  |  |  |  | Gas distribution services
10 |  | Main pipe
11 |  |  |  | Directly attributable | 15255
12 |  |  |  | Not directly attributable | 0
13 |  |  | Total attributable to regulated service |  | 15255
14 |  | Service pipe
15 |  |  |  | Directly attributable | 5893
16 |  |  |  | Not directly attributable | 0
17 |  |  | Total attributable to regulated service |  | 5893
18 |  | Stations
19 |  |  |  | Directly attributable | 239
20 |  |  |  | Not directly attributable | 0
21 |  |  | Total attributable to regulated service |  | 239
22 |  | Line valve
23 |  |  |  | Directly attributable | 93
24 |  |  |  | Not directly attributable | 0
25 |  |  | Total attributable to regulated service |  | 93
26 |  | Special crossings
27 |  |  |  | Directly attributable | 340
28 |  |  |  | Not directly attributable | 0
29 |  |  | Total attributable to regulated service |  | 340
30 |  | Other network assets
31 |  |  |  | Directly attributable | 257
32 |  |  |  | Not directly attributable | 0
33 |  |  | Total attributable to regulated service |  | 257
34 |  | Non-network assets
35 |  |  |  | Directly attributable | 86
36 |  |  |  | Not directly attributable | 320
37 |  |  | Total attributable to regulated service |  | 406
38
39 |  | Regulated service asset value directly attributable |  |  | 22163
40 |  | Regulated service asset value not directly attributable |  |  | 320
41 |  | Total closing RAB value |  |  | 22483
42
50 | 5e(ii): Changes in Asset Allocations* † |  |  |  |  | ($000)
51 | [5 empty] | CY-1 | Current Year (CY)
52 |  |  | Change in asset value allocation 1 |  |  | 2009-06-30 | 2010-06-30
53
54 |  |  |  | Asset category | Original allocation
55 |  |  |  | Original allocator or line items | New allocation
56 |  |  |  | New allocator or line items | Difference | 0 | 0
57
58 |  |  |  | Rationale for change
59
[6 empty] | CY-1 | Current Year (CY)
60 |  |  | Change in asset value allocation 2 |  |  | 2009-06-30 | 2010-06-30
61 |  |  |  | Asset category | Original allocation
62 |  |  |  | Original allocator or line items | New allocation
63 |  |  |  | New allocator or line items | Difference | 0 | 0
64
65 |  |  |  | Rationale for change
66
[6 empty] | CY-1 | Current Year (CY)
67 |  |  | Change in asset value allocation 3 |  |  | 2009-06-30 | 2010-06-30
68 |  |  |  | Asset category | Original allocation
69 |  |  |  | Original allocator or line items | New allocation
70 |  |  |  | New allocator or line items | Difference | 0 | 0
71
72 |  |  |  | Rationale for change
73
74 | * a change in asset allocation must be completed for each allocator or component change that has occurred in the disclosure year. A movement in an allocator metric is not a change in allocator or component.
† include additional rows if needed

## Powerco s5e DY2010
[5 empty] | Company Name | Powerco Limited
[5 empty] | For Year Ended | 2010-09-30
SCHEDULE 5e: REPORT ON ASSET ALLOCATIONS
This schedule requires information on the allocation of asset values. This information supports the calculation of the RAB value in Schedule 4. GDBs must provide explanatory comment on their cost allocation in Schedule 14b (Mandatory Explanatory Notes), including on the impact of any changes in asset allocations. This information is part of audited disclosure information (as defined in section 1.4 of the ID determination), and so is subject to the assurance report required by section 2.8.
sch ref
7 | 5e(i):Regulated Service Asset Values
8 |  |  |  |  | Value allocated ($000s)
9 |  |  |  |  | Gas distribution services
10 |  | Main pipe
11 |  |  |  | Directly attributable | 0
12 |  |  |  | Not directly attributable | 0
13 |  |  | Total attributable to regulated service |  | 0
14 |  | Service pipe
15 |  |  |  | Directly attributable | 0
16 |  |  |  | Not directly attributable | 0
17 |  |  | Total attributable to regulated service |  | 0
18 |  | Stations
19 |  |  |  | Directly attributable | 0
20 |  |  |  | Not directly attributable | 0
21 |  |  | Total attributable to regulated service |  | 0
22 |  | Line valve
23 |  |  |  | Directly attributable | 0
24 |  |  |  | Not directly attributable | 0
25 |  |  | Total attributable to regulated service |  | 0
26 |  | Special crossings
27 |  |  |  | Directly attributable | 0
28 |  |  |  | Not directly attributable | 0
29 |  |  | Total attributable to regulated service |  | 0
30 |  | Other network assets
31 |  |  |  | Directly attributable | 319820.9152
32 |  |  |  | Not directly attributable | 0
33 |  |  | Total attributable to regulated service |  | 319820.9152
34 |  | Non-network assets
35 |  |  |  | Directly attributable | 0
36 |  |  |  | Not directly attributable | 4082.6932
37 |  |  | Total attributable to regulated service |  | 4082.6932
38
39 |  | Regulated service asset value directly attributable |  |  | 319820.9152
40 |  | Regulated service asset value not directly attributable |  |  | 4082.6932
41 |  | Total closing RAB value |  |  | 323903.6084
42
50 | 5e(ii): Changes in Asset Allocations* † |  |  |  |  | ($000)
51 | [5 empty] | CY-1 | Current Year (CY)
52 |  |  | Change in asset value allocation 1 |  |  | 2009-09-30 | 2010-09-30
53
54 |  |  |  | Asset category | Original allocation
55 |  |  |  | Original allocator or line items | New allocation
56 |  |  |  | New allocator or line items | Difference | 0 | 0
57
58 |  |  |  | Rationale for change
59
[6 empty] | CY-1 | Current Year (CY)
60 |  |  | Change in asset value allocation 2 |  |  | 2009-09-30 | 2010-09-30
61 |  |  |  | Asset category | Original allocation
62 |  |  |  | Original allocator or line items | New allocation
63 |  |  |  | New allocator or line items | Difference | 0 | 0
64
65 |  |  |  | Rationale for change
66
[6 empty] | CY-1 | Current Year (CY)
67 |  |  | Change in asset value allocation 3 |  |  | 2009-09-30 | 2010-09-30
68 |  |  |  | Asset category | Original allocation
69 |  |  |  | Original allocator or line items | New allocation
70 |  |  |  | New allocator or line items | Difference | 0 | 0
71
72 |  |  |  | Rationale for change
73
74 | * a change in asset allocation must be completed for each allocator or component change that has occurred in the disclosure year. A movement in an allocator metric is not a change in allocator or component.
† include additional rows if needed

## Vector GDB s5e DY2010
[5 empty] | Company Name | Vector - gas distribution business
[5 empty] | For Year Ended | 2010-06-30
SCHEDULE 5e: REPORT ON ASSET ALLOCATIONS
This schedule requires information on the allocation of asset values. This information supports the calculation of the RAB value in Schedule 4. GDBs must provide explanatory comment on their cost allocation in Schedule 14 (Mandatory Explanatory Notes), including on the impact of any changes in asset allocations. This information is part of audited disclosure information (as defined in section 1.4 of the ID determination), and so is subject to the assurance report required by section 2.8.
sch ref
7 | 5e(i):Regulated Service Asset Values
8 |  |  |  |  | Value allocated ($000s)
9 |  |  |  |  | Gas distribution services
10 |  | Main pipe
11 |  |  |  | Directly attributable | 361769
12 |  |  |  | Not directly attributable | 0
13 |  |  | Total attributable to regulated service |  | 361769
14 |  | Service pipe
15 |  |  |  | Directly attributable | 41910
16 |  |  |  | Not directly attributable | 0
17 |  |  | Total attributable to regulated service |  | 41910
18 |  | Stations
19 |  |  |  | Directly attributable | 3375
20 |  |  |  | Not directly attributable | 0
21 |  |  | Total attributable to regulated service |  | 3375
22 |  | Line valve
23 |  |  |  | Directly attributable | 2270
24 |  |  |  | Not directly attributable | 0
25 |  |  | Total attributable to regulated service |  | 2270
26 |  | Special crossings
27 |  |  |  | Directly attributable | 0
28 |  |  |  | Not directly attributable | 0
29 |  |  | Total attributable to regulated service |  | 0
30 |  | Other network assets
31 |  |  |  | Directly attributable | 10276
32 |  |  |  | Not directly attributable | 0
33 |  |  | Total attributable to regulated service |  | 10276
34 |  | Non-network assets
35 |  |  |  | Directly attributable | 252
36 |  |  |  | Not directly attributable | 3991
37 |  |  | Total attributable to regulated service |  | 4243
38
39 |  | Regulated service asset value directly attributable |  |  | 419852
40 |  | Regulated service asset value not directly attributable |  |  | 3991
41 |  | Total closing RAB value |  |  | 423843
42
50 | 5e(ii): Changes in Asset Allocations* † |  |  |  |  | ($000)
51 | [5 empty] | CY-1 | Current Year (CY)
52 |  |  | Change in asset value allocation 1 |  |  | 2009-06-30 | 2010-06-30
53
54 |  |  |  | Asset category | Original allocation
55 |  |  |  | Original allocator or line items | New allocation
56 |  |  |  | New allocator or line items | Difference | 0 | 0
57
58 |  |  |  | Rationale for change
59
[6 empty] | CY-1 | Current Year (CY)
60 |  |  | Change in asset value allocation 2 |  |  | 2009-06-30 | 2010-06-30
61 |  |  |  | Asset category | Original allocation
62 |  |  |  | Original allocator or line items | New allocation
63 |  |  |  | New allocator or line items | Difference | 0 | 0
64
65 |  |  |  | Rationale for change
66
[6 empty] | CY-1 | Current Year (CY)
67 |  |  | Change in asset value allocation 3 |  |  | 2009-06-30 | 2010-06-30
68 |  |  |  | Asset category | Original allocation
69 |  |  |  | Original allocator or line items | New allocation
70 |  |  |  | New allocator or line items | Difference | 0 | 0
71
72 |  |  |  | Rationale for change
73
74 | * a change in asset allocation must be completed for each allocator or component change that has occurred in the disclosure year. A movement in an allocator metric is not a change in allocator or component.
† include additional rows if needed

## GasNet s5e DY2011
[5 empty] | Company Name | GasNet Limited
[5 empty] | For Year Ended | 2011-06-30
SCHEDULE 5e: REPORT ON ASSET ALLOCATIONS
This schedule requires information on the allocation of asset values. This information supports the calculation of the RAB value in Schedule 4. GDBs must provide explanatory comment on their cost allocation in Schedule 14 (Mandatory Explanatory Notes), including on the impact of any changes in asset allocations. This information is part of audited disclosure information (as defined in section 1.4 of the ID determination), and so is subject to the assurance report required by section 2.8.
sch ref
7 | 5e(i):Regulated Service Asset Values
8 |  |  |  |  | Value allocated ($000s)
9 |  |  |  |  | Gas distribution services
10 |  | Main pipe
11 |  |  |  | Directly attributable | 15494
12 |  |  |  | Not directly attributable | 0
13 |  |  | Total attributable to regulated service |  | 15494
14 |  | Service pipe
15 |  |  |  | Directly attributable | 6106
16 |  |  |  | Not directly attributable | 0
17 |  |  | Total attributable to regulated service |  | 6106
18 |  | Stations
19 |  |  |  | Directly attributable | 229
20 |  |  |  | Not directly attributable | 0
21 |  |  | Total attributable to regulated service |  | 229
22 |  | Line valve
23 |  |  |  | Directly attributable | 93
24 |  |  |  | Not directly attributable | 0
25 |  |  | Total attributable to regulated service |  | 93
26 |  | Special crossings
27 |  |  |  | Directly attributable | 375
28 |  |  |  | Not directly attributable | 0
29 |  |  | Total attributable to regulated service |  | 375
30 |  | Other network assets
31 |  |  |  | Directly attributable | 265
32 |  |  |  | Not directly attributable | 0
33 |  |  | Total attributable to regulated service |  | 265
34 |  | Non-network assets
35 |  |  |  | Directly attributable | 96
36 |  |  |  | Not directly attributable | 367
37 |  |  | Total attributable to regulated service |  | 463
38
39 |  | Regulated service asset value directly attributable |  |  | 22658
40 |  | Regulated service asset value not directly attributable |  |  | 367
41 |  | Total closing RAB value |  |  | 23025
42
50 | 5e(ii): Changes in Asset Allocations* † |  |  |  |  | ($000)
51 | [5 empty] | CY-1 | Current Year (CY)
52 |  |  | Change in asset value allocation 1 |  |  | 2010-06-30 | 2011-06-30
53
54 |  |  |  | Asset category | Original allocation
55 |  |  |  | Original allocator or line items | New allocation
56 |  |  |  | New allocator or line items | Difference | 0 | 0
57
58 |  |  |  | Rationale for change
59
[6 empty] | CY-1 | Current Year (CY)
60 |  |  | Change in asset value allocation 2 |  |  | 2010-06-30 | 2011-06-30
61 |  |  |  | Asset category | Original allocation
62 |  |  |  | Original allocator or line items | New allocation
63 |  |  |  | New allocator or line items | Difference | 0 | 0
64
65 |  |  |  | Rationale for change
66
[6 empty] | CY-1 | Current Year (CY)
67 |  |  | Change in asset value allocation 3 |  |  | 2010-06-30 | 2011-06-30
68 |  |  |  | Asset category | Original allocation
69 |  |  |  | Original allocator or line items | New allocation
70 |  |  |  | New allocator or line items | Difference | 0 | 0
71
72 |  |  |  | Rationale for change
73
74 | * a change in asset allocation must be completed for each allocator or component change that has occurred in the disclosure year. A movement in an allocator metric is not a change in allocator or component.
† include additional rows if needed

## Powerco s5e DY2011
[5 empty] | Company Name | Powerco Limited
[5 empty] | For Year Ended | 2011-09-30
SCHEDULE 5e: REPORT ON ASSET ALLOCATIONS
This schedule requires information on the allocation of asset values. This information supports the calculation of the RAB value in Schedule 4. GDBs must provide explanatory comment on their cost allocation in Schedule 14 (Mandatory Explanatory Notes), including on the impact of any changes in asset allocations. This information is part of audited disclosure information (as defined in section 1.4 of the ID determination), and so is subject to the assurance report required by section 2.8.
sch ref
7 | 5e(i):Regulated Service Asset Values
8 |  |  |  |  | Value allocated ($000s)
9 |  |  |  |  | Gas distribution services
10 |  | Main pipe
11 |  |  |  | Directly attributable | 0
12 |  |  |  | Not directly attributable | 0
13 |  |  | Total attributable to regulated service |  | 0
14 |  | Service pipe
15 |  |  |  | Directly attributable | 0
16 |  |  |  | Not directly attributable | 0
17 |  |  | Total attributable to regulated service |  | 0
18 |  | Stations
19 |  |  |  | Directly attributable | 0
20 |  |  |  | Not directly attributable | 0
21 |  |  | Total attributable to regulated service |  | 0
22 |  | Line valve
23 |  |  |  | Directly attributable | 0
24 |  |  |  | Not directly attributable | 0
25 |  |  | Total attributable to regulated service |  | 0
26 |  | Special crossings
27 |  |  |  | Directly attributable | 0
28 |  |  |  | Not directly attributable | 0
29 |  |  | Total attributable to regulated service |  | 0
30 |  | Other network assets
31 |  |  |  | Directly attributable | 326500.6073
32 |  |  |  | Not directly attributable | 0
33 |  |  | Total attributable to regulated service |  | 326500.6073
34 |  | Non-network assets
35 |  |  |  | Directly attributable | 0
36 |  |  |  | Not directly attributable | 5086.7229
37 |  |  | Total attributable to regulated service |  | 5086.7229
38
39 |  | Regulated service asset value directly attributable |  |  | 326500.6073
40 |  | Regulated service asset value not directly attributable |  |  | 5086.7229
41 |  | Total closing RAB value |  |  | 331587.3302
42
50 | 5e(ii): Changes in Asset Allocations* † |  |  |  |  | ($000)
51 | [5 empty] | CY-1 | Current Year (CY)
52 |  |  | Change in asset value allocation 1 |  |  | 2010-09-30 | 2011-09-30
53
54 |  |  |  | Asset category | Original allocation
55 |  |  |  | Original allocator or line items | New allocation
56 |  |  |  | New allocator or line items | Difference | 0 | 0
57
58 |  |  |  | Rationale for change
59
[6 empty] | CY-1 | Current Year (CY)
60 |  |  | Change in asset value allocation 2 |  |  | 2010-09-30 | 2011-09-30
61 |  |  |  | Asset category | Original allocation
62 |  |  |  | Original allocator or line items | New allocation
63 |  |  |  | New allocator or line items | Difference | 0 | 0
64
65 |  |  |  | Rationale for change
66
[6 empty] | CY-1 | Current Year (CY)
67 |  |  | Change in asset value allocation 3 |  |  | 2010-09-30 | 2011-09-30
68 |  |  |  | Asset category | Original allocation
69 |  |  |  | Original allocator or line items | New allocation
70 |  |  |  | New allocator or line items | Difference | 0 | 0
71
72 |  |  |  | Rationale for change
73
74 | * a change in asset allocation must be completed for each allocator or component change that has occurred in the disclosure year. A movement in an allocator metric is not a change in allocator or component.
† include additional rows if needed

## Vector GDB s5e DY2011
[5 empty] | Company Name | Vector - gas distribution business
[5 empty] | For Year Ended | 2011-06-30
SCHEDULE 5e: REPORT ON ASSET ALLOCATIONS
This schedule requires information on the allocation of asset values. This information supports the calculation of the RAB value in Schedule 4. GDBs must provide explanatory comment on their cost allocation in Schedule 14 (Mandatory Explanatory Notes), including on the impact of any changes in asset allocations. This information is part of audited disclosure information (as defined in section 1.4 of the ID determination), and so is subject to the assurance report required by section 2.8.
sch ref
7 | 5e(i):Regulated Service Asset Values
8 |  |  |  |  | Value allocated ($000s)
9 |  |  |  |  | Gas distribution services
10 |  | Main pipe
11 |  |  |  | Directly attributable | 373182
12 |  |  |  | Not directly attributable | 0
13 |  |  | Total attributable to regulated service |  | 373182
14 |  | Service pipe
15 |  |  |  | Directly attributable | 52559
16 |  |  |  | Not directly attributable | 0
17 |  |  | Total attributable to regulated service |  | 52559
18 |  | Stations
19 |  |  |  | Directly attributable | 4127
20 |  |  |  | Not directly attributable | 0
21 |  |  | Total attributable to regulated service |  | 4127
22 |  | Line valve
23 |  |  |  | Directly attributable | 2972
24 |  |  |  | Not directly attributable | 0
25 |  |  | Total attributable to regulated service |  | 2972
26 |  | Special crossings
27 |  |  |  | Directly attributable | 0
28 |  |  |  | Not directly attributable | 0
29 |  |  | Total attributable to regulated service |  | 0
30 |  | Other network assets
31 |  |  |  | Directly attributable | 10151
32 |  |  |  | Not directly attributable | 0
33 |  |  | Total attributable to regulated service |  | 10151
34 |  | Non-network assets
35 |  |  |  | Directly attributable | 571
36 |  |  |  | Not directly attributable | 3733
37 |  |  | Total attributable to regulated service |  | 4304
38
39 |  | Regulated service asset value directly attributable |  |  | 443562
40 |  | Regulated service asset value not directly attributable |  |  | 3733
41 |  | Total closing RAB value |  |  | 447295
42
50 | 5e(ii): Changes in Asset Allocations* † |  |  |  |  | ($000)
51 | [5 empty] | CY-1 | Current Year (CY)
52 |  |  | Change in asset value allocation 1 |  |  | 2010-06-30 | 2011-06-30
53
54 |  |  |  | Asset category | Original allocation
55 |  |  |  | Original allocator or line items | New allocation
56 |  |  |  | New allocator or line items | Difference | 0 | 0
57
58 |  |  |  | Rationale for change
59
[6 empty] | CY-1 | Current Year (CY)
60 |  |  | Change in asset value allocation 2 |  |  | 2010-06-30 | 2011-06-30
61 |  |  |  | Asset category | Original allocation
62 |  |  |  | Original allocator or line items | New allocation
63 |  |  |  | New allocator or line items | Difference | 0 | 0
64
65 |  |  |  | Rationale for change
66
[6 empty] | CY-1 | Current Year (CY)
67 |  |  | Change in asset value allocation 3 |  |  | 2010-06-30 | 2011-06-30
68 |  |  |  | Asset category | Original allocation
69 |  |  |  | Original allocator or line items | New allocation
70 |  |  |  | New allocator or line items | Difference | 0 | 0
71
72 |  |  |  | Rationale for change
73
74 | * a change in asset allocation must be completed for each allocator or component change that has occurred in the disclosure year. A movement in an allocator metric is not a change in allocator or component.
† include additional rows if needed

## GasNet s5e DY2012
[5 empty] | Company Name | GasNet Limited
[5 empty] | For Year Ended | 2012-06-30
SCHEDULE 5e: REPORT ON ASSET ALLOCATIONS
This schedule requires information on the allocation of asset values. This information supports the calculation of the RAB value in Schedule 4. GDBs must provide explanatory comment on their cost allocation in Schedule 14 (Mandatory Explanatory Notes), including on the impact of any changes in asset allocations. This information is part of audited disclosure information (as defined in section 1.4 of the ID determination), and so is subject to the assurance report required by section 2.8.
sch ref
7 | 5e(i):Regulated Service Asset Values
8 |  |  |  |  | Value allocated ($000s)
9 |  |  |  |  | Gas distribution services
10 |  | Main pipe
11 |  |  |  | Directly attributable | 15410
12 |  |  |  | Not directly attributable | 0
13 |  |  | Total attributable to regulated service |  | 15410
14 |  | Service pipe
15 |  |  |  | Directly attributable | 6240
16 |  |  |  | Not directly attributable | 0
17 |  |  | Total attributable to regulated service |  | 6240
18 |  | Stations
19 |  |  |  | Directly attributable | 219
20 |  |  |  | Not directly attributable | 0
21 |  |  | Total attributable to regulated service |  | 219
22 |  | Line valve
23 |  |  |  | Directly attributable | 104
24 |  |  |  | Not directly attributable | 0
25 |  |  | Total attributable to regulated service |  | 104
26 |  | Special crossings
27 |  |  |  | Directly attributable | 367
28 |  |  |  | Not directly attributable | 0
29 |  |  | Total attributable to regulated service |  | 367
30 |  | Other network assets
31 |  |  |  | Directly attributable | 263
32 |  |  |  | Not directly attributable | 0
33 |  |  | Total attributable to regulated service |  | 263
34 |  | Non-network assets
35 |  |  |  | Directly attributable | 85
36 |  |  |  | Not directly attributable | 326
37 |  |  | Total attributable to regulated service |  | 411
38
39 |  | Regulated service asset value directly attributable |  |  | 22688
40 |  | Regulated service asset value not directly attributable |  |  | 326
41 |  | Total closing RAB value |  |  | 23014
42
50 | 5e(ii): Changes in Asset Allocations* † |  |  |  |  | ($000)
51 | [5 empty] | CY-1 | Current Year (CY)
52 |  |  | Change in asset value allocation 1 |  |  | 2011-06-30 | 2012-06-30
53
54 |  |  |  | Asset category | Original allocation
55 |  |  |  | Original allocator or line items | New allocation
56 |  |  |  | New allocator or line items | Difference | 0 | 0
57
58 |  |  |  | Rationale for change
59
[6 empty] | CY-1 | Current Year (CY)
60 |  |  | Change in asset value allocation 2 |  |  | 2011-06-30 | 2012-06-30
61 |  |  |  | Asset category | Original allocation
62 |  |  |  | Original allocator or line items | New allocation
63 |  |  |  | New allocator or line items | Difference | 0 | 0
64
65 |  |  |  | Rationale for change
66
[6 empty] | CY-1 | Current Year (CY)
67 |  |  | Change in asset value allocation 3 |  |  | 2011-06-30 | 2012-06-30
68 |  |  |  | Asset category | Original allocation
69 |  |  |  | Original allocator or line items | New allocation
70 |  |  |  | New allocator or line items | Difference | 0 | 0
71
72 |  |  |  | Rationale for change
73
74 | * a change in asset allocation must be completed for each allocator or component change that has occurred in the disclosure year. A movement in an allocator metric is not a change in allocator or component.
† include additional rows if needed

## Powerco s5e DY2012
[5 empty] | Company Name | Powerco Limited
[5 empty] | For Year Ended | 2012-09-30
SCHEDULE 5e: REPORT ON ASSET ALLOCATIONS
This schedule requires information on the allocation of asset values. This information supports the calculation of the RAB value in Schedule 4. GDBs must provide explanatory comment on their cost allocation in Schedule 14 (Mandatory Explanatory Notes), including on the impact of any changes in asset allocations. This information is part of audited disclosure information (as defined in section 1.4 of the ID determination), and so is subject to the assurance report required by section 2.8.
sch ref
7 | 5e(i):Regulated Service Asset Values
8 |  |  |  |  | Value allocated ($000s)
9 |  |  |  |  | Gas distribution services
10 |  | Main pipe
11 |  |  |  | Directly attributable | 0
12 |  |  |  | Not directly attributable | 0
13 |  |  | Total attributable to regulated service |  | 0
14 |  | Service pipe
15 |  |  |  | Directly attributable | 0
16 |  |  |  | Not directly attributable | 0
17 |  |  | Total attributable to regulated service |  | 0
18 |  | Stations
19 |  |  |  | Directly attributable | 0
20 |  |  |  | Not directly attributable | 0
21 |  |  | Total attributable to regulated service |  | 0
22 |  | Line valve
23 |  |  |  | Directly attributable | 0
24 |  |  |  | Not directly attributable | 0
25 |  |  | Total attributable to regulated service |  | 0
26 |  | Special crossings
27 |  |  |  | Directly attributable | 0
28 |  |  |  | Not directly attributable | 0
29 |  |  | Total attributable to regulated service |  | 0
30 |  | Other network assets
31 |  |  |  | Directly attributable | 331328.8597
32 |  |  |  | Not directly attributable | 0
33 |  |  | Total attributable to regulated service |  | 331328.8597
34 |  | Non-network assets
35 |  |  |  | Directly attributable | 0
36 |  |  |  | Not directly attributable | 6512.8805
37 |  |  | Total attributable to regulated service |  | 6512.8805
38
39 |  | Regulated service asset value directly attributable |  |  | 331328.8597
40 |  | Regulated service asset value not directly attributable |  |  | 6512.8805
41 |  | Total closing RAB value |  |  | 337841.7402
42
50 | 5e(ii): Changes in Asset Allocations* † |  |  |  |  | ($000)
51 | [5 empty] | CY-1 | Current Year (CY)
52 |  |  | Change in asset value allocation 1 |  |  | 2011-09-30 | 2012-09-30
53
54 |  |  |  | Asset category | Original allocation
55 |  |  |  | Original allocator or line items | New allocation
56 |  |  |  | New allocator or line items | Difference | 0 | 0
57
58 |  |  |  | Rationale for change
59
[6 empty] | CY-1 | Current Year (CY)
60 |  |  | Change in asset value allocation 2 |  |  | 2011-09-30 | 2012-09-30
61 |  |  |  | Asset category | Original allocation
62 |  |  |  | Original allocator or line items | New allocation
63 |  |  |  | New allocator or line items | Difference | 0 | 0
64
65 |  |  |  | Rationale for change
66
[6 empty] | CY-1 | Current Year (CY)
67 |  |  | Change in asset value allocation 3 |  |  | 2011-09-30 | 2012-09-30
68 |  |  |  | Asset category | Original allocation
69 |  |  |  | Original allocator or line items | New allocation
70 |  |  |  | New allocator or line items | Difference | 0 | 0
71
72 |  |  |  | Rationale for change
73
74 | * a change in asset allocation must be completed for each allocator or component change that has occurred in the disclosure year. A movement in an allocator metric is not a change in allocator or component.
† include additional rows if needed

## Vector GDB s5e DY2012
[5 empty] | Company Name | Vector - gas distribution business
[5 empty] | For Year Ended | 2012-06-30
SCHEDULE 5e: REPORT ON ASSET ALLOCATIONS
This schedule requires information on the allocation of asset values. This information supports the calculation of the RAB value in Schedule 4. GDBs must provide explanatory comment on their cost allocation in Schedule 14 (Mandatory Explanatory Notes), including on the impact of any changes in asset allocations. This information is part of audited disclosure information (as defined in section 1.4 of the ID determination), and so is subject to the assurance report required by section 2.8.
sch ref
7 | 5e(i):Regulated Service Asset Values
8 |  |  |  |  | Value allocated ($000s)
9 |  |  |  |  | Gas distribution services
10 |  | Main pipe
11 |  |  |  | Directly attributable | 377351
12 |  |  |  | Not directly attributable | 0
13 |  |  | Total attributable to regulated service |  | 377351
14 |  | Service pipe
15 |  |  |  | Directly attributable | 58156
16 |  |  |  | Not directly attributable | 0
17 |  |  | Total attributable to regulated service |  | 58156
18 |  | Stations
19 |  |  |  | Directly attributable | 4988
20 |  |  |  | Not directly attributable | 0
21 |  |  | Total attributable to regulated service |  | 4988
22 |  | Line valve
23 |  |  |  | Directly attributable | 3075
24 |  |  |  | Not directly attributable | 0
25 |  |  | Total attributable to regulated service |  | 3075
26 |  | Special crossings
27 |  |  |  | Directly attributable | 0
28 |  |  |  | Not directly attributable | 0
29 |  |  | Total attributable to regulated service |  | 0
30 |  | Other network assets
31 |  |  |  | Directly attributable | 10302
32 |  |  |  | Not directly attributable | 0
33 |  |  | Total attributable to regulated service |  | 10302
34 |  | Non-network assets
35 |  |  |  | Directly attributable | 542
36 |  |  |  | Not directly attributable | 4109
37 |  |  | Total attributable to regulated service |  | 4651
38
39 |  | Regulated service asset value directly attributable |  |  | 454414
40 |  | Regulated service asset value not directly attributable |  |  | 4109
41 |  | Total closing RAB value |  |  | 458523
42
50 | 5e(ii): Changes in Asset Allocations* † |  |  |  |  | ($000)
51 | [5 empty] | CY-1 | Current Year (CY)
52 |  |  | Change in asset value allocation 1 |  |  | 2011-06-30 | 2012-06-30
53
54 |  |  |  | Asset category | Original allocation
55 |  |  |  | Original allocator or line items | New allocation
56 |  |  |  | New allocator or line items | Difference | 0 | 0
57
58 |  |  |  | Rationale for change
59
[6 empty] | CY-1 | Current Year (CY)
60 |  |  | Change in asset value allocation 2 |  |  | 2011-06-30 | 2012-06-30
61 |  |  |  | Asset category | Original allocation
62 |  |  |  | Original allocator or line items | New allocation
63 |  |  |  | New allocator or line items | Difference | 0 | 0
64
65 |  |  |  | Rationale for change
66
[6 empty] | CY-1 | Current Year (CY)
67 |  |  | Change in asset value allocation 3 |  |  | 2011-06-30 | 2012-06-30
68 |  |  |  | Asset category | Original allocation
69 |  |  |  | Original allocator or line items | New allocation
70 |  |  |  | New allocator or line items | Difference | 0 | 0
71
72 |  |  |  | Rationale for change
73
74 | * a change in asset allocation must be completed for each allocator or component change that has occurred in the disclosure year. A movement in an allocator metric is not a change in allocator or component.
† include additional rows if needed

## GasNet s5e DY2013
[5 empty] | Company Name | GasNet Limited
[5 empty] | For Year Ended | 2013-06-30
SCHEDULE 5e: REPORT ON ASSET ALLOCATIONS
This schedule requires information on the allocation of asset values. This information supports the calculation of the RAB value in Schedule 4. GDBs must provide explanatory comment on their cost allocation in Schedule 14 (Mandatory Explanatory Notes), including on the impact of any changes in asset allocations. This information is part of audited disclosure information (as defined in section 1.4 of the ID determination), and so is subject to the assurance report required by section 2.8.
sch ref
7 | 5e(i):Regulated Service Asset Values
8 |  |  |  |  | Value allocated ($000s)
9 |  |  |  |  | Gas distribution services
10 |  | Main pipe
11 |  |  |  | Directly attributable | 15302
12 |  |  |  | Not directly attributable | 0
13 |  |  | Total attributable to regulated service |  | 15302
14 |  | Service pipe
15 |  |  |  | Directly attributable | 6348
16 |  |  |  | Not directly attributable | 0
17 |  |  | Total attributable to regulated service |  | 6348
18 |  | Stations
19 |  |  |  | Directly attributable | 201
20 |  |  |  | Not directly attributable | 0
21 |  |  | Total attributable to regulated service |  | 201
22 |  | Line valve
23 |  |  |  | Directly attributable | 129
24 |  |  |  | Not directly attributable | 0
25 |  |  | Total attributable to regulated service |  | 129
26 |  | Special crossings
27 |  |  |  | Directly attributable | 358
28 |  |  |  | Not directly attributable | 0
29 |  |  | Total attributable to regulated service |  | 358
30 |  | Other network assets
31 |  |  |  | Directly attributable | 260
32 |  |  |  | Not directly attributable | 0
33 |  |  | Total attributable to regulated service |  | 260
34 |  | Non-network assets
35 |  |  |  | Directly attributable | 85
36 |  |  |  | Not directly attributable | 272
37 |  |  | Total attributable to regulated service |  | 357
38
39 |  | Regulated service asset value directly attributable |  |  | 22683
40 |  | Regulated service asset value not directly attributable |  |  | 272
41 |  | Total closing RAB value |  |  | 22955
42
50 | 5e(ii): Changes in Asset Allocations* † |  |  |  |  | ($000)
51 | [5 empty] | CY-1 | Current Year (CY)
52 |  |  | Change in asset value allocation 1 |  |  | 2012-06-30 | 2013-06-30
53
54 |  |  |  | Asset category | Original allocation
55 |  |  |  | Original allocator or line items | New allocation
56 |  |  |  | New allocator or line items | Difference | 0 | 0
57
58 |  |  |  | Rationale for change
59
[6 empty] | CY-1 | Current Year (CY)
60 |  |  | Change in asset value allocation 2 |  |  | 2012-06-30 | 2013-06-30
61 |  |  |  | Asset category | Original allocation
62 |  |  |  | Original allocator or line items | New allocation
63 |  |  |  | New allocator or line items | Difference | 0 | 0
64
65 |  |  |  | Rationale for change
66
[6 empty] | CY-1 | Current Year (CY)
67 |  |  | Change in asset value allocation 3 |  |  | 2012-06-30 | 2013-06-30
68 |  |  |  | Asset category | Original allocation
69 |  |  |  | Original allocator or line items | New allocation
70 |  |  |  | New allocator or line items | Difference | 0 | 0
71
72 |  |  |  | Rationale for change
73
74 | * a change in asset allocation must be completed for each allocator or component change that has occurred in the disclosure year. A movement in an allocator metric is not a change in allocator or component.
† include additional rows if needed

## Powerco s5e DY2013
[5 empty] | Company Name | Powerco Limited
[5 empty] | For Year Ended | 2013-09-30
SCHEDULE 5e: REPORT ON ASSET ALLOCATIONS
This schedule requires information on the allocation of asset values. This information supports the calculation of the RAB value in Schedule 4. GDBs must provide explanatory comment on their cost allocation in Schedule 14 (Mandatory Explanatory Notes), including on the impact of any changes in asset allocations. This information is part of audited disclosure information (as defined in section 1.4 of the ID determination), and so is subject to the assurance report required by section 2.8.
sch ref
7 | 5e(i):Regulated Service Asset Values
8 |  |  |  |  | Value allocated ($000s)
9 |  |  |  |  | Gas distribution services
10 |  | Main pipe
11 |  |  |  | Directly attributable | 225492.328
12 |  |  |  | Not directly attributable | 0
13 |  |  | Total attributable to regulated service |  | 225492.328
14 |  | Service pipe
15 |  |  |  | Directly attributable | 94983.3811
16 |  |  |  | Not directly attributable | 0
17 |  |  | Total attributable to regulated service |  | 94983.3811
18 |  | Stations
19 |  |  |  | Directly attributable | 6220.1055
20 |  |  |  | Not directly attributable | 0
21 |  |  | Total attributable to regulated service |  | 6220.1055
22 |  | Line valve
23 |  |  |  | Directly attributable | 2204.7364
24 |  |  |  | Not directly attributable | 0
25 |  |  | Total attributable to regulated service |  | 2204.7364
26 |  | Special crossings
27 |  |  |  | Directly attributable | 179.9245
28 |  |  |  | Not directly attributable | 0
29 |  |  | Total attributable to regulated service |  | 179.9245
30 |  | Other network assets
31 |  |  |  | Directly attributable | 3112.4879
32 |  |  |  | Not directly attributable | 0
33 |  |  | Total attributable to regulated service |  | 3112.4879
34 |  | Non-network assets
35 |  |  |  | Directly attributable | 0
36 |  |  |  | Not directly attributable | 7641.589
37 |  |  | Total attributable to regulated service |  | 7641.589
38
39 |  | Regulated service asset value directly attributable |  |  | 332192.9634
40 |  | Regulated service asset value not directly attributable |  |  | 7641.589
41 |  | Total closing RAB value |  |  | 339834.5523
42
50 | 5e(ii): Changes in Asset Allocations* † |  |  |  |  | ($000)
51 | [5 empty] | CY-1 | Current Year (CY)
52 |  |  | Change in asset value allocation 1 |  |  | 2012-09-30 | 2013-09-30
53
54 |  |  |  | Asset category | Original allocation
55 |  |  |  | Original allocator or line items | New allocation
56 |  |  |  | New allocator or line items | Difference | 0 | 0
57
58 |  |  |  | Rationale for change
59
[6 empty] | CY-1 | Current Year (CY)
60 |  |  | Change in asset value allocation 2 |  |  | 2012-09-30 | 2013-09-30
61 |  |  |  | Asset category | Original allocation
62 |  |  |  | Original allocator or line items | New allocation
63 |  |  |  | New allocator or line items | Difference | 0 | 0
64
65 |  |  |  | Rationale for change
66
[6 empty] | CY-1 | Current Year (CY)
67 |  |  | Change in asset value allocation 3 |  |  | 2012-09-30 | 2013-09-30
68 |  |  |  | Asset category | Original allocation
69 |  |  |  | Original allocator or line items | New allocation
70 |  |  |  | New allocator or line items | Difference | 0 | 0
71
72 |  |  |  | Rationale for change
73
74 | * a change in asset allocation must be completed for each allocator or component change that has occurred in the disclosure year. A movement in an allocator metric is not a change in allocator or component.
† include additional rows if needed

## Vector GDB s5e DY2013
[5 empty] | Company Name | Vector - gas distribution business
[5 empty] | For Year Ended | 2013-06-30
SCHEDULE 5e: REPORT ON ASSET ALLOCATIONS
This schedule requires information on the allocation of asset values. This information supports the calculation of the RAB value in Schedule 4. GDBs must provide explanatory comment on their cost allocation in Schedule 14 (Mandatory Explanatory Notes), including on the impact of any changes in asset allocations. This information is part of audited disclosure information (as defined in section 1.4 of the ID determination), and so is subject to the assurance report required by section 2.8.
sch ref
7 | 5e(i):Regulated Service Asset Values
8 |  |  |  |  | Value allocated ($000s)
9 |  |  |  |  | Gas distribution services
10 |  | Main pipe
11 |  |  |  | Directly attributable | 379173
12 |  |  |  | Not directly attributable | 0
13 |  |  | Total attributable to regulated service |  | 379173
14 |  | Service pipe
15 |  |  |  | Directly attributable | 63959
16 |  |  |  | Not directly attributable | 0
17 |  |  | Total attributable to regulated service |  | 63959
18 |  | Stations
19 |  |  |  | Directly attributable | 5529
20 |  |  |  | Not directly attributable | 0
21 |  |  | Total attributable to regulated service |  | 5529
22 |  | Line valve
23 |  |  |  | Directly attributable | 3488
24 |  |  |  | Not directly attributable | 0
25 |  |  | Total attributable to regulated service |  | 3488
26 |  | Special crossings
27 |  |  |  | Directly attributable | 0
28 |  |  |  | Not directly attributable | 0
29 |  |  | Total attributable to regulated service |  | 0
30 |  | Other network assets
31 |  |  |  | Directly attributable | 10676
32 |  |  |  | Not directly attributable | 0
33 |  |  | Total attributable to regulated service |  | 10676
34 |  | Non-network assets
35 |  |  |  | Directly attributable | 888
36 |  |  |  | Not directly attributable | 3745
37 |  |  | Total attributable to regulated service |  | 4633
38
39 |  | Regulated service asset value directly attributable |  |  | 463713
40 |  | Regulated service asset value not directly attributable |  |  | 3745
41 |  | Total closing RAB value |  |  | 467458
42
50 | 5e(ii): Changes in Asset Allocations* † |  |  |  |  | ($000)
51 | [5 empty] | CY-1 | Current Year (CY)
52 |  |  | Change in asset value allocation 1 |  |  | 2012-06-30 | 2013-06-30
53
54 |  |  |  | Asset category | Original allocation
55 |  |  |  | Original allocator or line items | New allocation
56 |  |  |  | New allocator or line items | Difference | 0 | 0
57
58 |  |  |  | Rationale for change
59
[6 empty] | CY-1 | Current Year (CY)
60 |  |  | Change in asset value allocation 2 |  |  | 2012-06-30 | 2013-06-30
61 |  |  |  | Asset category | Original allocation
62 |  |  |  | Original allocator or line items | New allocation
63 |  |  |  | New allocator or line items | Difference | 0 | 0
64
65 |  |  |  | Rationale for change
66
[6 empty] | CY-1 | Current Year (CY)
67 |  |  | Change in asset value allocation 3 |  |  | 2012-06-30 | 2013-06-30
68 |  |  |  | Asset category | Original allocation
69 |  |  |  | Original allocator or line items | New allocation
70 |  |  |  | New allocator or line items | Difference | 0 | 0
71
72 |  |  |  | Rationale for change
73
74 | * a change in asset allocation must be completed for each allocator or component change that has occurred in the disclosure year. A movement in an allocator metric is not a change in allocator or component.
† include additional rows if needed

## GasNet s5e DY2014
[6 empty] | Company Name | GasNet Limited
[6 empty] | For Year Ended | 2014-06-30
SCHEDULE 5e: REPORT ON ASSET ALLOCATIONS
This schedule requires information on the allocation of asset values. This information supports the calculation of the RAB value in Schedule 4. GDBs must provide explanatory comment on their cost allocation in Schedule 14 (Mandatory Explanatory Notes), including on the impact of any changes in asset allocations. This information is part of audited disclosure information (as defined in section 1.4 of the ID determination), and so is subject to the assurance report required by section 2.8.
sch ref
7 | 5e(i):Regulated Service Asset Values
8 | [5 empty] | Value allocated ($000s)
9 | [5 empty] | Gas distribution services
10 |  | Main pipe
11 |  |  |  | Directly attributable |  | 15370
12 |  |  |  | Not directly attributable |  | 0
13 |  |  | Total attributable to regulated service |  |  | 15370
14 |  | Service pipe
15 |  |  |  | Directly attributable |  | 6488
16 |  |  |  | Not directly attributable |  | 0
17 |  |  | Total attributable to regulated service |  |  | 6488
18 |  | Stations
19 |  |  |  | Directly attributable |  | 216
20 |  |  |  | Not directly attributable |  | 0
21 |  |  | Total attributable to regulated service |  |  | 216
22 |  | Line valve
23 |  |  |  | Directly attributable |  | 126
24 |  |  |  | Not directly attributable |  | 0
25 |  |  | Total attributable to regulated service |  |  | 126
26 |  | Special crossings
27 |  |  |  | Directly attributable |  | 350
28 |  |  |  | Not directly attributable |  | 0
29 |  |  | Total attributable to regulated service |  |  | 350
30 |  | Other network assets
31 |  |  |  | Directly attributable |  | 260
32 |  |  |  | Not directly attributable |  | 0
33 |  |  | Total attributable to regulated service |  |  | 260
34 |  | Non-network assets
35 |  |  |  | Directly attributable |  | 94
36 |  |  |  | Not directly attributable |  | 243
37 |  |  | Total attributable to regulated service |  |  | 337
38
39 |  | Regulated service asset value directly attributable |  |  |  | 22904
40 |  | Regulated service asset value not directly attributable |  |  |  | 243
41 |  | Total closing RAB value |  |  |  | 23147
42
50 | 5e(ii): Changes in Asset Allocations* † | [5 empty] | ($000)
51 | [6 empty] | CY-1 | Current Year (CY)
52 |  |  | Change in asset value allocation 1 |  |  |  | 2013-06-30 | 2014-06-30
53
54 |  |  |  | Asset category | Nil | Original allocation
55 |  |  |  | Original allocator or line items |  | New allocation
56 |  |  |  | New allocator or line items |  | Difference | 0 | 0
57
58 |  |  |  | Rationale for change
59
[7 empty] | CY-1 | Current Year (CY)
60 |  |  | Change in asset value allocation 2 |  |  |  | 2013-06-30 | 2014-06-30
61 |  |  |  | Asset category | Nil | Original allocation
62 |  |  |  | Original allocator or line items |  | New allocation
63 |  |  |  | New allocator or line items |  | Difference | 0 | 0
64
65 |  |  |  | Rationale for change
66
[7 empty] | CY-1 | Current Year (CY)
67 |  |  | Change in asset value allocation 3 |  |  |  | 2013-06-30 | 2014-06-30
68 |  |  |  | Asset category | Nil | Original allocation
69 |  |  |  | Original allocator or line items |  | New allocation
70 |  |  |  | New allocator or line items |  | Difference | 0 | 0
71
72 |  |  |  | Rationale for change
73
74 | * a change in asset allocation must be completed for each allocator or component change that has occurred in the disclosure year. A movement in an allocator metric is not a change in allocator or component.
† include additional rows if needed

## Powerco s5e DY2014
[5 empty] | Company Name | Powerco Limited
[5 empty] | For Year Ended | 2014-09-30
SCHEDULE 5e: REPORT ON ASSET ALLOCATIONS
This schedule requires information on the allocation of asset values. This information supports the calculation of the RAB value in Schedule 4. GDBs must provide explanatory comment on their cost allocation in Schedule 14 (Mandatory Explanatory Notes), including on the impact of any changes in asset allocations. This information is part of audited disclosure information (as defined in section 1.4 of the ID determination), and so is subject to the assurance report required by section 2.8.
sch ref
7 | 5e(i):Regulated Service Asset Values
8 |  |  |  |  | Value allocated ($000s)
9 |  |  |  |  | Gas distribution services
10 |  | Main pipe
11 |  |  |  | Directly attributable | 223390.189
12 |  |  |  | Not directly attributable | 0
13 |  |  | Total attributable to regulated service |  | 223390.189
14 |  | Service pipe
15 |  |  |  | Directly attributable | 96717.681
16 |  |  |  | Not directly attributable | 0
17 |  |  | Total attributable to regulated service |  | 96717.681
18 |  | Stations
19 |  |  |  | Directly attributable | 5984.4084
20 |  |  |  | Not directly attributable | 0
21 |  |  | Total attributable to regulated service |  | 5984.4084
22 |  | Line valve
23 |  |  |  | Directly attributable | 2218.0778
24 |  |  |  | Not directly attributable | 0
25 |  |  | Total attributable to regulated service |  | 2218.0778
26 |  | Special crossings
27 |  |  |  | Directly attributable | 347.9972
28 |  |  |  | Not directly attributable | 0
29 |  |  | Total attributable to regulated service |  | 347.9972
30 |  | Other network assets
31 |  |  |  | Directly attributable | 3669.7439
32 |  |  |  | Not directly attributable | 0
33 |  |  | Total attributable to regulated service |  | 3669.7439
34 |  | Non-network assets
35 |  |  |  | Directly attributable | 0
36 |  |  |  | Not directly attributable | 8211.3738
37 |  |  | Total attributable to regulated service |  | 8211.3738
38
39 |  | Regulated service asset value directly attributable |  |  | 332328.0973
40 |  | Regulated service asset value not directly attributable |  |  | 8211.3738
41 |  | Total closing RAB value |  |  | 340539.4711
42
50 | 5e(ii): Changes in Asset Allocations* † |  |  |  |  | ($000)
51 | [5 empty] | CY-1 | Current Year (CY)
52 |  |  | Change in asset value allocation 1 |  |  | 2013-09-30 | 2014-09-30
53
54 |  |  |  | Asset category | Original allocation
55 |  |  |  | Original allocator or line items | New allocation
56 |  |  |  | New allocator or line items | Difference | 0 | 0
57
58 |  |  |  | Rationale for change
59
[6 empty] | CY-1 | Current Year (CY)
60 |  |  | Change in asset value allocation 2 |  |  | 2013-09-30 | 2014-09-30
61 |  |  |  | Asset category | Original allocation
62 |  |  |  | Original allocator or line items | New allocation
63 |  |  |  | New allocator or line items | Difference | 0 | 0
64
65 |  |  |  | Rationale for change
66
[6 empty] | CY-1 | Current Year (CY)
67 |  |  | Change in asset value allocation 3 |  |  | 2013-09-30 | 2014-09-30
68 |  |  |  | Asset category | Original allocation
69 |  |  |  | Original allocator or line items | New allocation
70 |  |  |  | New allocator or line items | Difference | 0 | 0
71
72 |  |  |  | Rationale for change
73
74 | * a change in asset allocation must be completed for each allocator or component change that has occurred in the disclosure year. A movement in an allocator metric is not a change in allocator or component.
† include additional rows if needed

## Vector GDB s5e DY2014
[5 empty] | Company Name | Vector - gas distribution business
[5 empty] | For Year Ended | 2014-06-30
SCHEDULE 5e: REPORT ON ASSET ALLOCATIONS
This schedule requires information on the allocation of asset values. This information supports the calculation of the RAB value in Schedule 4. GDBs must provide explanatory comment on their cost allocation in Schedule 14 (Mandatory Explanatory Notes), including on the impact of any changes in asset allocations. This information is part of audited disclosure information (as defined in section 1.4 of the ID determination), and so is subject to the assurance report required by section 2.8.
sch ref
7 | 5e(i):Regulated Service Asset Values
8 |  |  |  |  | Value allocated ($000s)
9 |  |  |  |  | Gas distribution services
10 |  | Main pipe
11 |  |  |  | Directly attributable | 381370
12 |  |  |  | Not directly attributable | 0
13 |  |  | Total attributable to regulated service |  | 381370
14 |  | Service pipe
15 |  |  |  | Directly attributable | 70446
16 |  |  |  | Not directly attributable | 0
17 |  |  | Total attributable to regulated service |  | 70446
18 |  | Stations
19 |  |  |  | Directly attributable | 6464
20 |  |  |  | Not directly attributable | 0
21 |  |  | Total attributable to regulated service |  | 6464
22 |  | Line valve
23 |  |  |  | Directly attributable | 3929
24 |  |  |  | Not directly attributable | 0
25 |  |  | Total attributable to regulated service |  | 3929
26 |  | Special crossings
27 |  |  |  | Directly attributable | 4757
28 |  |  |  | Not directly attributable | 0
29 |  |  | Total attributable to regulated service |  | 4757
30 |  | Other network assets
31 |  |  |  | Directly attributable | 11485
32 |  |  |  | Not directly attributable | 0
33 |  |  | Total attributable to regulated service |  | 11485
34 |  | Non-network assets
35 |  |  |  | Directly attributable | 1278
36 |  |  |  | Not directly attributable | 3844
37 |  |  | Total attributable to regulated service |  | 5122
38
39 |  | Regulated service asset value directly attributable |  |  | 479729
40 |  | Regulated service asset value not directly attributable |  |  | 3844
41 |  | Total closing RAB value |  |  | 483573
42
50 | 5e(ii): Changes in Asset Allocations* † |  |  |  |  | ($000)
51 | [5 empty] | CY-1 | Current Year (CY)
52 |  |  | Change in asset value allocation 1 |  |  | 2013-06-30 | 2014-06-30
53
54 |  |  |  | Asset category | Original allocation
55 |  |  |  | Original allocator or line items | New allocation
56 |  |  |  | New allocator or line items | Difference | 0 | 0
57
58 |  |  |  | Rationale for change
59
[6 empty] | CY-1 | Current Year (CY)
60 |  |  | Change in asset value allocation 2 |  |  | 2013-06-30 | 2014-06-30
61 |  |  |  | Asset category | Original allocation
62 |  |  |  | Original allocator or line items | New allocation
63 |  |  |  | New allocator or line items | Difference | 0 | 0
64
65 |  |  |  | Rationale for change
66
[6 empty] | CY-1 | Current Year (CY)
67 |  |  | Change in asset value allocation 3 |  |  | 2013-06-30 | 2014-06-30
68 |  |  |  | Asset category | Original allocation
69 |  |  |  | Original allocator or line items | New allocation
70 |  |  |  | New allocator or line items | Difference | 0 | 0
71
72 |  |  |  | Rationale for change
73
74 | * a change in asset allocation must be completed for each allocator or component change that has occurred in the disclosure year. A movement in an allocator metric is not a change in allocator or component.
† include additional rows if needed

## GasNet s5h DY2010–DY2012
[7 empty] | Company Name | GasNet Limited
[7 empty] | For Year Ended | 2013-06-30
SCHEDULE 5h: REPORT ON TRANSITIONAL FINANCIAL INFORMATION
This schedule requires information on: • the calculation of the initial RAB value for the GDB; • how the initial RAB value has been rolled forward to 30 June 2012 for Gasnet and Vector, and to 30 September 2012 for Powerco; • a summary of revaluations, • the value of works under construction, and • regulatory tax. GDBs must complete this schedule in relation to the disclosure year ending 2012, and at that time must provide explanatory comment in Schedule 14b (Explanatory Notes on Transitional Financial Information) on the tax effect of temporary differences disclosed in part 5h(vii) of this schedule. This information is part of audited disclosure information (as defined in section 1.4 of the ID determination), and so is subject to the assurance report required by section 2.8.
sch ref
7 | Regulatory Asset Base Value
8 | 5h(i): Establishment of Initial Regulatory Asset Base Value | [7 empty] | Unallocated Initial RAB
9 | [8 empty] | ($000) | ($000)
10
11 |  |  |  | 2009 disclosed assets - Non-Current Assets as of 31 March 2009 | [5 empty] | 21339
12 |  |  |  | 2009 authorised assets | [5 empty] | 0
13 |  |  |  | 2009 modified asset values (adjusted for results of asset adjustment process) | [5 empty] | 22471
14 |  |  |  | Adjustment to reinstate 2009 modified asset values to unallocated amounts |  |  |  |  | 0
15 |  |  | Unallocated 2009 modified asset values | [6 empty] | 22471
16
17 |  | less |  | (to the extent included in row 13)
18 |  |  |  | Assets not used to supply gas distribution services |  |  |  |  | 85
19 |  |  |  | Easement land |  |  |  |  | 0
20 |  |  |  | Non-qualifying intangible assets |  |  |  |  | 0
21 |  |  |  | Works under construction |  |  |  |  | 0
22 |  |  | Unallocated asset values excluded from unallocated 2009 modified asset values | [6 empty] | 85
23
24 |  |  | Unallocated initial RAB values | [6 empty] | 22386
25
26 | 5h(ii): Roll forward of Unallocated Regulatory Asset Base Value - 2010, 2011 and 2012
27 |  |  |  |  | 2010 |  | 2011 |  | 2012
28 |  |  |  |  | ($000) | ($000) | ($000) | ($000) | ($000) | ($000)
29 |  |  | Total opening RAB value |  |  | 22386 |  | 22483 |  | 23025
30 |  | less
31 |  |  | Total depreciation |  |  | 845 |  | 892 |  | 874
32 |  | plus
33 |  |  | Total revaluations |  |  | 372 |  | 719 |  | 219
34 |  | plus
35 |  |  |  | Assets commissioned (other than below) | 570 |  | 715 |  | 638
36 |  |  |  | Assets acquired from a regulated supplier | 0 |  | 0 |  | 0
37 |  |  |  | Assets acquired from a related party | 0 |  | 0 |  | 0
38 |  |  | Assets commissioned |  |  | 570 |  | 715 |  | 638
39 |  | less
40 |  |  |  | Asset disposals (other than below) | 0 |  | 0 |  | 0
41 |  |  |  | Assets disposed of to a regulated supplier | 0 |  | 0 |  | 0
42 |  |  |  | Assets disposed of to a related party | 0 |  | 0 |  | 0
43 |  |  | Asset disposals |  |  | 0 |  | 0 |  | 0
44
45 |  | plus |  | Lost and found assets adjustment |  | 0 |  | 0 |  | 0
46
47 |  |  | Total closing RAB value |  |  | 22483 |  | 23025 |  | 23008
55 | 5h(iii): Calculation of Revaluation Rate and Indexed Revaluation | [5 empty] | ($000 unless otherwise specified)
56 |  |  |  |  | 2010 |  | 2011 |  | 2012
57 |  |  |  | CPI at CPI reference date—preceding disclosure year | 1102.62 |  | 1120.98 |  | 1157
58 |  |  |  | CPI at CPI reference date—current disclosure year | 1120.98 |  | 1157 |  | 1168
59
60 |  |  |  | Revaluation rate (%) | 1.665% |  | 3.213% |  | 0.9507%
61
62
63 |  |  |  | Total opening RAB value | 22386 |  | 22483 |  | 23025
64 |  | less |  | Opening RAB value of fully depreciated, disposed and lost assets | 65 |  | 92 |  | 24
65
66 |  |  |  | Total opening RAB value subject to revaluation | 22321 |  | 22391 |  | 23001
67 |  |  | Total revaluations |  |  | 371.6725 |  | 719.481 |  | 218.6785
68
69 | 5h(iv): Works Under Construction | [5 empty] | Unallocated works under construction |  | Allocated works under construction
70
71 |  |  | Works under construction—year ended 2009 |  |  |  | 0 |  | 0
72 |  | plus |  | Capital expenditure—year ended 2010
73 |  | less |  | Assets commissioned—year ended 2010
74 |  | plus |  | Adjustment resulting from asset allocation—year ended 2010
75 |  |  | Works under construction—year ended 2010 |  |  |  |  | 0 |  | 0
76 |  | plus |  | Capital expenditure—year ended 2011
77 |  | less |  | Assets commissioned—year ended 2011
78 |  | plus |  | Adjustment resulting from asset allocation—year ended 2011
79 |  |  | Works under construction—year ended 2011 |  |  |  |  | 0 |  | 0
80 |  | plus |  | Capital expenditure—year ended 2012
81 |  | less |  | Assets commissioned—year ended 2012
82 |  | plus |  | Adjustment resulting from asset allocation—year ended 2012
83 |  |  | Works under construction—year ended 2012 |  |  |  |  | 0 |  | 0
84
85
86 | [7 empty] | ($000)
87 | 5h(v): Initial Difference in Asset Values and Amortisation | [6 empty] | 2010
88 |  |  |  | Sum of initial RAB values |  |  |  | 22386
89 |  |  |  | Sum of regulatory tax asset values |  |  |  | 6007
90 |  |  | Sum of initial differences in asset values |  |  |  |  | 16379
91
92 | [7 empty] | 2010 | 2011 | 2012
93 |  |  |  | Opening unamortised initial differences in asset values |  |  |  | 16379 | 15772.3704 | 15165.7407
94 |  | less |  | Amortisation of initial difference in asset values |  |  |  | 606.6296 | 606.6296 | 606.6296
95 |  |  |  | Adjustment for unamortised initial differences in assets acquired
96 |  |  |  | Adjustment for unamortised initial differences in assets disposed
97 |  |  | Closing unamortised initial difference in asset values |  |  |  |  | 15772.3704 | 15165.7407 | 14559.1111
98
99 |  |  |  | Opening weighted average remaining asset life (years) |  |  |  | 27 | 26 | 25
($000)
107 | 5h(vi): Reconciliation of Tax Losses (GDB Business) | [6 empty] | 2010 | 2011 | 2012
108 |  |  |  | Opening tax losses |  |  |  |  | 0 | 0
109 |  | plus |  | Current period tax losses
110 |  | less |  | Utilised tax losses
111 |  |  | Closing tax losses |  |  |  |  | 0 | 0 | 0
112
113 | 5h(vii): Calculation of Deferred Tax Balance | [6 empty] | 2010 | 2011 | 2012
114 |  |  |  | Opening deferred tax |  |  |  |  | -164.9889 | -320.9778
115
116 |  | plus |  | Tax effect of adjusted depreciation |  |  |  | 253 | 262 | 233
117
118 |  | plus |  | Tax effect of total tax depreciation |  |  |  | -236 | -236 | -200
119
120 |  | plus |  | Tax effect of other temporary differences *
121
122 |  | less |  | Tax effect of amortisation of initial differences in asset values |  |  |  | 181.9889 | 181.9889 | 169.8563
123
124 |  | plus |  | Deferred tax balance relating to assets acquired in the disclosure year |  |  |  | 0 | 0 | 0
125
126 |  | plus |  | Deferred tax cost allocation adjustment |  |  |  | 0 | 0 | 0
127
128 |  |  | Closing deferred tax |  |  |  |  | -164.9889 | -320.9778 | -457.8341
129 | 5h(viii): Disclosure of Temporary Differences
130 |  |  |  | In Schedule 14, provide descriptions and workings of items recorded in the asterisked category in Schedule 5h(vii) (Tax effect of other temporary differences).
131 | 5h(ix): Regulatory Tax Asset Base Roll-Forward | [6 empty] | 2010 | 2011 | 2012
132 |  |  |  | Sum of unallocated initial RAB values |  |  |  | 22386
133 |  |  |  | Sum of adjusted tax values |  |  |  | 6007
134 |  |  |  | Sum of tax asset values |  |  |  | 6007
135 |  |  |  | Result of asset allocation ratio |  |  |  | 1
136 |  |  | Opening Sum of regulatory tax asset values |  |  |  |  | 6007 | 5783 | 5715
137 |  | less |  | Regulatory tax depreciation |  |  |  | 787 | 787 | 713
138 |  | plus |  | Regulatory tax asset value of assets commissioned |  |  |  | 563 | 719 | 637
139 |  | less |  | Regulatory tax asset value of asset disposals |  |  |  | 0 | 0 | 0
140 |  | plus |  | Lost and found assets adjustment |  |  |  | 0 | 0 | 0
141 |  | plus |  | Other adjustments to the RAB tax value |  |  |  | 0 | 0 | 0
142 |  |  | Closing sum of regulatory tax asset values |  |  |  |  | 5783 | 5715 | 5639

## Powerco s5h DY2010–DY2012
[7 empty] | Company Name | Powerco Limited
[7 empty] | For Year Ended | 2013-09-30
SCHEDULE 5h: REPORT ON TRANSITIONAL FINANCIAL INFORMATION
This schedule requires information on: • the calculation of the initial RAB value for the GDB; • how the initial RAB value has been rolled forward to 30 June 2012 for Gasnet and Vector, and to 30 September 2012 for Powerco; • a summary of revaluations, • the value of works under construction, and • regulatory tax. GDBs must complete this schedule in relation to the disclosure year ending 2012, and at that time must provide explanatory comment in Schedule 14b (Explanatory Notes on Transitional Financial Information) on the tax effect of temporary differences disclosed in part 5h(vii) of this schedule. This information is part of audited disclosure information (as defined in section 1.4 of the ID determination), and so is subject to the assurance report required by section 2.8.
sch ref
7 | Regulatory Asset Base Value
8 | 5h(i): Establishment of Initial Regulatory Asset Base Value for Powerco | [7 empty] | Unallocated Initial RAB
9 | [8 empty] | ($000) | ($000)
10
11 |  |  |  | 2009 disclosed assets - Non-Current Assets | [5 empty] | 320455
12 |  |  |  | 2009 authorised assets | [5 empty] | 4225
13 |  |  |  | 2009 modified asset values (adjusted for results of asset adjustment process) | [5 empty] | 324680
14 |  |  |  | Adjustment to reinstate 2009 modified asset values to unallocated amounts |  |  |  |  | 11419
15 |  |  |  | Subtotal as at 30 June 2009 | [5 empty] | 336099
16 |  |  |  | Assets commissioned between 1 July 2009 and 30 September 2009 | [5 empty] | 3627.5
17 |  |  | Unallocated 2009 modified asset values | [6 empty] | 339726.5
18
19 |  | less |  | (to the extent included in row 17)
20 |  |  |  | Assets not used to supply gas distribution services |  |  |  |  | 11191
21 |  |  |  | Easement land |  |  |  |  | 0
22 |  |  |  | Non-qualifying intangible assets |  |  |  |  | 0
23 |  |  |  | Works under construction |  |  |  |  | 595
24 |  |  |  | Disposed assets between 1 July 2009 and 30 September 2009 |  |  |  |  | 971.3767
25 |  |  | Unallocated asset values excluded from unallocated 2009 modified asset values | [6 empty] | 12757.3767
26
27 |  | less |  | Adjustment for depreciation for the period 1 July 2009 and 30 September 2009 | [5 empty] | 2026.9563
28 |  | plus |  | Adjustment for revaluation for the period 1 July 2009 and 30 September 2009 | [5 empty] | 4200.1684
29
30 |  |  | Unallocated initial RAB values | [6 empty] | 329142.3354
31
32 | 5h(ii): Roll forward of Unallocated Regulatory Asset Base Value - 2010, 2011 and 2012
33 |  |  |  |  | 2010 |  | 2011 |  | 2012
34 |  |  |  |  | ($000) | ($000) | ($000) | ($000) | ($000) | ($000)
35 |  |  | Total opening RAB value |  |  | 329142.3354 |  | 339074.7448 |  | 350590.2823
36 |  | less
37 |  |  | Total depreciation |  |  | 8612.8638 |  | 8935.0101 |  | 9532.9859
38 |  | plus
39 |  |  | Total revaluations |  |  | 4809.3857 |  | 8611.3651 |  | 2714.9146
40 |  | plus
41 |  |  |  | Assets commissioned (other than below) | 13735.8874 |  | 11839.1825 |  | 18720.6673
42 |  |  |  | Assets acquired from a regulated supplier | 0 |  | 0 |  | 0
43 |  |  |  | Assets acquired from a related party | 0 |  | 0 |  | 0
44 |  |  | Assets commissioned |  |  | 13735.8874 |  | 11839.1825 |  | 18720.6673
45 |  | less
46 |  |  |  | Asset disposals (other than below) | 0 |  | 0 |  | 64.6407
47 |  |  |  | Assets disposed of to a regulated supplier | 0 |  | 0 |  | 0
48 |  |  |  | Assets disposed of to a related party | 0 |  | 0 |  | 0
49 |  |  | Asset disposals |  |  | 0 |  | 0 |  | 64.6407
50
51 |  | plus |  | Lost and found assets adjustment |  | 0 |  | 0 |  | 0
52
53 |  |  | Total closing RAB value |  |  | 339074.7448 |  | 350590.2823 |  | 362428.2376
54
55 | 5h(iii): Calculation of Revaluation Rate and Indexed Revaluation | [5 empty] | ($000 unless otherwise specified)
56 |  |  |  |  | 2010 |  | 2011 |  | 2012
57 |  |  |  | CPI at CPI reference date—preceding disclosure year | 1116.9 |  | 1133.22 |  | 1162
58 |  |  |  | CPI at CPI reference date—current disclosure year | 1133.22 |  | 1162 |  | 1171
59
60 |  |  |  | Revaluation rate (%) | 1.461% |  | 2.54% |  | 0.7745%
61
62
63 |  |  |  | Total opening RAB value | 329142.3354 |  | 339074.7448 |  | 350590.2823
64 |  | less |  | Opening RAB value of fully depreciated, disposed and lost assets | 0 |  | 0 |  | 64.6407
65
66 |  |  |  | Total opening RAB value subject to revaluation | 329142.3354 |  | 339074.7448 |  | 350525.6416
67 |  |  | Total revaluations |  |  | 4809.3857 |  | 8611.3651 |  | 2714.9146
68
69 | 5h(iv): Works Under Construction | [5 empty] | Unallocated works under construction |  | Allocated works under construction
70
71 |  |  | Works under construction—year ended 2009 |  |  |  | 8632 |  | 4230
72 |  | plus |  | Capital expenditure—year ended 2010 |  |  | 11577 |  | 8435
73 |  | less |  | Assets commissioned—year ended 2010 |  |  | 13735.8874 |  | 10490.1492
74 |  | plus |  | Adjustment resulting from asset allocation—year ended 2010 |  |  | 0 |  | -8
75 |  |  | Works under construction—year ended 2010 |  |  |  |  | 6473.1126 |  | 2166.8508
76 |  | plus |  | Capital expenditure—year ended 2011 |  |  | 12904 |  | 9009
77 |  | less |  | Assets commissioned—year ended 2011 |  |  | 11839.1825 |  | 7714.2321
78 |  | plus |  | Adjustment resulting from asset allocation—year ended 2011 |  |  |  |  | -10
79 |  |  | Works under construction—year ended 2011 |  |  |  |  | 7537.93 |  | 3451.6187
80 |  | plus |  | Capital expenditure—year ended 2012 |  |  | 18657.3508 |  | 12029.8133
81 |  | less |  | Assets commissioned—year ended 2012 |  |  | 18720.6673 |  | 12449.946
82 |  | plus |  | Adjustment resulting from asset allocation—year ended 2012 |  |  |  |  | -11.8308
83 |  |  | Works under construction—year ended 2012 |  |  |  |  | 7474.6135 |  | 3019.6551
84
85
86 | [7 empty] | ($000)
87 | 5h(v): Initial Difference in Asset Values and Amortisation | [6 empty] | 2010
88 |  |  |  | Sum of initial RAB values |  |  |  | 316841.6264
89 |  |  |  | Sum of regulatory tax asset values |  |  |  | 224627.859
90 |  |  | Sum of initial differences in asset values |  |  |  |  | 92213.7674
91
92 | [7 empty] | 2010 | 2011 | 2012
93 |  |  |  | Opening unamortised initial differences in asset values |  |  |  | 92213.7674 | 89908.4232 | 87603.079
94 |  | less |  | Amortisation of initial difference in asset values |  |  |  | 2305.3442 | 2305.3442 | 2305.3442
95 |  |  |  | Adjustment for unamortised initial differences in assets acquired |  |  |  | 0 | 0 | 0
96 |  |  |  | Adjustment for unamortised initial differences in assets disposed |  |  |  | 0 | 0 | 18.8265
97 |  |  | Closing unamortised initial difference in asset values |  |  |  |  | 89908.4232 | 87603.079 | 85316.5614
98
99 |  |  |  | Opening weighted average remaining asset life (years) |  |  |  | 40 | 39 | 38
100
101 | [7 empty] | ($000)
102 | 5h(vi): Reconciliation of Tax Losses (GDB Business) | [6 empty] | 2010 | 2011 | 2012
103 |  |  |  | Opening tax losses |  |  |  |  | 0 | 0
104 |  | plus |  | Current period tax losses |  |  |  | 0 | 0 | 0
105 |  | less |  | Utilised tax losses |  |  |  |  | 0 | 0
106 |  |  | Closing tax losses |  |  |  |  | 0 | 0 | 0
107
108 | 5h(vii): Calculation of Deferred Tax Balance | [6 empty] | 2010 | 2011 | 2012
109 |  |  |  | Opening deferred tax |  |  |  |  | -4958.0835 | -9598.696
110
111 |  | plus |  | Tax effect of adjusted depreciation |  |  |  | 2416.1222 | 2502.4239 | 2399.7072
112
113 |  | less |  | Tax effect of total tax depreciation |  |  |  | 6700.5358 | 6476.8529 | 5896.4401
114
115 |  | plus |  | Tax effect of other temporary differences * |  |  |  | 14.9334 | 22.4197 | 18.7177
116
117 |  | less |  | Tax effect of amortisation of initial differences in asset values |  |  |  | 691.6033 | 691.6033 | 645.4964
118
119 |  | plus |  | Deferred tax balance relating to assets acquired in the disclosure year |  |  |  | 0 | 0 | 0
120
121 |  | plus |  | Deferred tax cost allocation adjustment |  |  |  | 3 | 3 | 4
122
123 |  |  | Closing deferred tax |  |  |  |  | -4958.0835 | -9598.696 | -13718.2076
124 | 5h(viii): Disclosure of Temporary Differences
125 |  |  |  | In Schedule 14, provide descriptions and workings of items recorded in the asterisked category in Schedule 5h(vii) (Tax effect of other temporary differences).
126 | 5h(ix): Regulatory Tax Asset Base Roll-Forward | [6 empty] | 2010 | 2011 | 2012
127 |  |  |  | Sum of unallocated initial RAB values |  |  |  | 329142.3354
128 |  |  |  | Sum of adjusted tax values |  |  |  | 234495.3436
129 |  |  |  | Sum of tax asset values |  |  |  | 234495.3436
130 |  |  |  | Result of asset allocation ratio |  |  |  | 95.79%
131 |  |  | Opening Sum of regulatory tax asset values |  |  |  |  | 224627.859 | 212782.8888 | 198907.6112
132 |  | less |  | Regulatory tax depreciation |  |  |  | 22335.1194 | 21589.5097 | 21058.7148
133 |  | plus |  | Regulatory tax asset value of assets commissioned |  |  |  | 10490.1492 | 7714.2321 | 12449.946
134 |  | less |  | Regulatory tax asset value of asset disposals |  |  |  | 0 | 0 | 65
135 |  | plus |  | Lost and found assets adjustment |  |  |  | 0 | 0 | 0
136 |  | plus |  | Other adjustments to the RAB tax value |  |  |  | 0 | 0 | 0
137 |  |  | Closing sum of regulatory tax asset values |  |  |  |  | 212782.8888 | 198907.6112 | 190233.8424

## Vector GDB s5h DY2010–DY2012
[7 empty] | Company Name | Vector - gas distribution business
[7 empty] | For Year Ended | 2013-06-30
SCHEDULE 5h: REPORT ON TRANSITIONAL FINANCIAL INFORMATION
This schedule requires information on: • the calculation of the initial RAB value for the GDB; • how the initial RAB value has been rolled forward to 30 June 2012 for Gasnet and Vector, and to 30 September 2012 for Powerco; • a summary of revaluations, • the value of works under construction, and • regulatory tax. GDBs must complete this schedule in relation to the disclosure year ending 2012, and at that time must provide explanatory comment in Schedule 14b (Explanatory Notes on Transitional Financial Information) on the tax effect of temporary differences disclosed in part 5h(vii) of this schedule. This information is part of audited disclosure information (as defined in section 1.4 of the ID determination), and so is subject to the assurance report required by section 2.8.
sch ref
7 | Regulatory Asset Base Value
8 | 5h(i): Establishment of Initial Regulatory Asset Base Value | [7 empty] | Unallocated Initial RAB
9 | [8 empty] | ($000) | ($000)
10
11 |  |  |  | 2009 disclosed assets - Non-Current Assets as of 31 March 2009 | [5 empty] | 117303
12 |  |  |  | 2009 authorised assets | [5 empty] | 289421
13 |  |  |  | 2009 modified asset values (adjusted for results of asset adjustment process) | [5 empty] | 426092
14 |  |  |  | Adjustment to reinstate 2009 modified asset values to unallocated amounts |  |  |  |  | 25382
15 |  |  | Unallocated 2009 modified asset values | [6 empty] | 451474
16
17 |  | less |  | (to the extent included in row 13)
18 |  |  |  | Assets not used to supply gas distribution services |  |  |  |  | 0
19 |  |  |  | Easement land |  |  |  |  | 0
20 |  |  |  | Non-qualifying intangible assets |  |  |  |  | 0
21 |  |  |  | Works under construction |  |  |  |  | 4660
22 |  |  | Unallocated asset values excluded from unallocated 2009 modified asset values | [6 empty] | 4660
23
24 |  |  | Unallocated initial RAB values | [6 empty] | 446814
25
26 | 5h(ii): Roll forward of Unallocated Regulatory Asset Base Value - 2010, 2011 and 2012
27 |  |  |  |  | 2010 |  | 2011 |  | 2012
28 |  |  |  |  | ($000) | ($000) | ($000) | ($000) | ($000) | ($000)
29 |  |  | Total opening RAB value |  |  | 446814 |  | 447903 |  | 472196
30 |  | less
31 |  |  | Total depreciation |  |  | 25173 |  | 20429 |  | 23067
32 |  | plus
33 |  |  | Total revaluations |  |  | 7264 |  | 14258 |  | 4463
34 |  | plus
35 |  |  |  | Assets commissioned (other than below) | 19721 |  | 31003 |  | 33334
36 |  |  |  | Assets acquired from a regulated supplier | 0 |  | 0 |  | 0
37 |  |  |  | Assets acquired from a related party | 0 |  | 0 |  | 0
38 |  |  | Assets commissioned |  |  | 19721 |  | 31003 |  | 33334
39 |  | less
40 |  |  |  | Asset disposals (other than below) | 723 |  | 539 |  | 75
41 |  |  |  | Assets disposed of to a regulated supplier | 0 |  | 0 |  | 0
42 |  |  |  | Assets disposed of to a related party | 0 |  | 0 |  | 0
43 |  |  | Asset disposals |  |  | 723 |  | 539 |  | 75
44
45 |  | plus |  | Lost and found assets adjustment |  | 0 |  | 0 |  | 0
46
47 |  |  | Total closing RAB value |  |  | 447903 |  | 472196 |  | 486851
55 | 5h(iii): Calculation of Revaluation Rate and Indexed Revaluation | [5 empty] | ($000 unless otherwise specified)
56 |  |  |  |  | 2010 |  | 2011 |  | 2012
57 |  |  |  | CPI at CPI reference date—preceding disclosure year | 1102.62 |  | 1120.98 |  | 1157
58 |  |  |  | CPI at CPI reference date—current disclosure year | 1120.98 |  | 1157 |  | 1168
59
60 |  |  |  | Revaluation rate (%) | 1.665% |  | 3.213% |  | 0.9507%
61
62
63 |  |  |  | Total opening RAB value | 446814 |  | 447903 |  | 472196
64 |  | less |  | Opening RAB value of fully depreciated, disposed and lost assets | 10548 |  | 4208 |  | 2728
65
66 |  |  |  | Total opening RAB value subject to revaluation | 436266 |  | 443695 |  | 469468
67 |  |  | Total revaluations |  |  | 7264.3737 |  | 14257.0732 |  | 4463.395
68
69 | 5h(iv): Works Under Construction | [5 empty] | Unallocated works under construction |  | Allocated works under construction
70
71 |  |  | Works under construction—year ended 2009 |  |  |  | 5241 |  | 4773
72 |  | plus |  | Capital expenditure—year ended 2010 |  |  | 22912 |  | 12151
73 |  | less |  | Assets commissioned—year ended 2010 |  |  | 19721 |  | 12363
74 |  | plus |  | Adjustment resulting from asset allocation—year ended 2010 |  |  |  |  | 55
75 |  |  | Works under construction—year ended 2010 |  |  |  |  | 8432 |  | 4616
76 |  | plus |  | Capital expenditure—year ended 2011 |  |  | 28050 |  | 19126
77 |  | less |  | Assets commissioned—year ended 2011 |  |  | 31003 |  | 22745
78 |  | plus |  | Adjustment resulting from asset allocation—year ended 2011 |  |  |  |  | 25
79 |  |  | Works under construction—year ended 2011 |  |  |  |  | 5479 |  | 1022
80 |  | plus |  | Capital expenditure—year ended 2012 |  |  | 29422 |  | 20432
81 |  | less |  | Assets commissioned—year ended 2012 |  |  | 33334 |  | 20664
82 |  | plus |  | Adjustment resulting from asset allocation—year ended 2012 |  |  |  |  | -83
83 |  |  | Works under construction—year ended 2012 |  |  |  |  | 1567 |  | 707
84
85
86 | [7 empty] | ($000)
87 | 5h(v): Initial Difference in Asset Values and Amortisation | [6 empty] | 2010
88 |  |  |  | Sum of initial RAB values |  |  |  | 418694
89 |  |  |  | Sum of regulatory tax asset values |  |  |  | 240659.1746
90 |  |  | Sum of initial differences in asset values |  |  |  |  | 178034.8254
91
92 | [7 empty] | 2010 | 2011 | 2012
93 |  |  |  | Opening unamortised initial differences in asset values |  |  |  | 178034.8254 | 173271.4806 | 168957.9691
94 |  | less |  | Amortisation of initial difference in asset values |  |  |  | 4140.3448 | 4125.5114 | 4120.9261
95 |  |  |  | Adjustment for unamortised initial differences in assets acquired |  |  |  | 0 | 0 | 0
96 |  |  |  | Adjustment for unamortised initial differences in assets disposed |  |  |  | -623 | -188 | 167
97 |  |  | Closing unamortised initial difference in asset values |  |  |  |  | 173271.4806 | 168957.9691 | 165004.0431
98
99 |  |  |  | Opening weighted average remaining asset life (years) Weighted average remaining useful life of relevant assets (years) |  |  |  | 43 | 42 | 41
($000)
107 | 5h(vi): Reconciliation of Tax Losses (GDB Business) | [6 empty] | 2010 | 2011 | 2012
108 |  |  |  | Opening tax losses |  |  |  |  | 0 | 0
109 |  | plus |  | Current period tax losses |  |  |  | 0 | 0 | 0
110 |  | less |  | Utilised tax losses |  |  |  |  | 0 | 0
111 |  |  | Closing tax losses |  |  |  |  | 0 | 0 | 0
112
113 | 5h(vii): Calculation of Deferred Tax Balance | [6 empty] | 2010 | 2011 | 2012
114 |  |  |  | Opening deferred tax |  |  |  |  | -4318.1034 | -9402.7569
115
116 |  | plus |  | Tax effect of adjusted depreciation |  |  |  | 4025 | 3710 | 3696
117
118 |  | plus |  | Tax effect of total tax depreciation - [PER ISSUES REGISTER #293 - ENTER AS A NEGATIVE NUMBER] |  |  |  | -8015 | -7825 | -7046
119
120 |  | plus |  | Tax effect of other temporary differences * |  |  |  | 623 | 559 | -624
121
122 |  | less |  | Tax effect of amortisation of initial differences in asset values |  |  |  | 1242.1034 | 1237.6534 | 1153.8593
123
124 |  | plus |  | Deferred tax balance relating to assets acquired / (disposed) in the disclosure year |  |  |  | 233 | -193 | -56
125
126 |  | plus |  | Deferred tax cost allocation adjustment |  |  |  | 58 | -98 | -32
127
128 |  |  | Closing deferred tax |  |  |  |  | -4318.1034 | -9402.7569 | -14618.6162
129 | 5h(viii): Disclosure of Temporary Differences
130 |  |  |  | In Schedule 14, provide descriptions and workings of items recorded in the asterisked category in Schedule 5h(vii) (Tax effect of other temporary differences).
131 | 5h(ix): Regulatory Tax Asset Base Roll-Forward | [6 empty] | 2010 | 2011 | 2012
132 |  |  |  | Sum of unallocated initial RAB values |  |  |  | 446814
133 |  |  |  | Sum of adjusted tax values |  |  |  | 267850
134 |  |  |  | Sum of tax asset values |  |  |  | 267850
135 |  |  |  | Result of asset allocation ratio |  |  |  | 89.85%
136 |  |  | Opening Sum of regulatory tax asset values |  |  |  |  | 240659.1746 | 223268.1746 | 221628.1746
137 |  | less |  | Regulatory tax depreciation |  |  |  | 26718 | 26085 | 25166
138 |  | plus |  | Regulatory tax asset value of assets commissioned |  |  |  | 9427 | 24392 | 21505
139 |  | less |  | Regulatory tax asset value of asset disposals |  |  |  | 100 | 140 | 247
140 |  | plus |  | Lost and found assets adjustment
141 |  | plus |  | Other adjustments to the RAB tax value |  |  |  |  | 193 | -328
142 |  |  | Closing sum of regulatory tax asset values |  |  |  |  | 223268.1746 | 221628.1746 | 217392.1746

## GasNet s6a DY2013
[5 empty] | Company Name | GasNet Limited
[5 empty] | For Year Ended | 2013-06-30
SCHEDULE 6a: REPORT ON CAPITAL EXPENDITURE FOR THE DISCLOSURE YEAR
This schedule requires a breakdown of capital expenditure on assets incurred in the disclosure year, including any assets in respect of which capital contributions are received, but excluding assets that are vested assets. Information on expenditure on assets must be provided on an accounting accruals basis and must exclude finance costs. GDBs must provide explanatory comment on their expenditure on assets in Schedule 14 (Explanatory notes to templates). This information is part of audited disclosure information (as defined in section 1.4 of the ID determination), and so is subject to the assurance report required by section 2.8.
sch ref
7 | 6a(i): Expenditure on Assets | [5 empty] | ($000) | ($000)
8 |  |  |  | Consumer connection |  |  |  | 70
9 |  |  |  | System growth |  |  |  | 34
10 |  |  |  | Asset replacement and renewal |  |  |  | 382
11 |  |  |  | Asset relocations |  |  |  | 0
12 |  |  |  | Reliability, safety and environment:
13 |  |  |  | Quality of supply |  |  | 90
14 |  |  |  | Legislative and regulatory |  |  | 0
15 |  |  |  | Other reliability, safety and environment |  |  | 34
16 |  |  |  | Total reliability, safety and environment |  |  |  | 124
17 |  |  | Expenditure on network assets |  |  |  |  | 610
18 |  |  |  | Non-network assets |  |  |  | 66
19
20 |  |  | Expenditure on assets |  |  |  |  | 676
21 |  | plus |  | Cost of financing |  |  |  | 0
22 |  | less |  | Value of capital contributions |  |  |  | 0
23 |  | plus |  | Value of vested assets |  |  |  | 0
24
25 |  |  | Capital expenditure |  |  |  |  | 676
26 | 6a(ii): Subcomponents of Expenditure on Assets (where known) | [6 empty] | ($000)
27 |  |  |  | Research and development |  |  |  | 0
28 | 6a(iii): Consumer Connection
29 |  |  |  | Consumer types defined by GDB* |  |  | ($000) | ($000)
30 |  |  |  | Residential |  |  | 64
31 |  |  |  | Commercial |  |  | 6
32
33
34
35 |  |  |  | * include additional rows if needed
36 |  |  | Consumer connection expenditure |  |  |  |  | 70
37
38 |  | less |  | Capital contributions funding consumer connection expenditure |  |  | 0
39 |  |  | Consumer connection less capital contributions |  |  |  |  | 70
47 | 6a(iv): System Growth and Asset Replacement and Renewal | [6 empty] | Asset Replacement and Renewal
48 | [6 empty] | System Growth
49 | [6 empty] | ($000) | ($000)
50 |  |  | Intermediate pressure
51 |  |  |  | Main pipe |  |  | 0 | 0
52 |  |  |  | Service pipe |  |  | 0 | 0
53 |  |  |  | Stations |  |  | 0 | 0
54 |  |  |  | Line valve |  |  | 0 | 0
55 |  |  |  | Special crossings |  |  | 0 | 0
56 |  |  | Intermediate pressure -total |  |  |  | 0 | 0
57 |  |  | Medium pressure
58 |  |  |  | Main pipe |  |  | 32 | 186
59 |  |  |  | Service pipe |  |  | 0 | 28
60 |  |  |  | Stations |  |  | 0 | 0
61 |  |  |  | Line valve |  |  | 0 | 4
62 |  |  |  | Special crossings |  |  | 0 | 0
63 |  |  | Medium pressure - total |  |  |  | 32 | 218
64 |  |  | Low pressure
65 |  |  |  | Main pipe |  |  | 0 | 7
66 |  |  |  | Service pipe |  |  | 2 | 157
67 |  |  |  | Line valve |  |  | 0 | 0
68 |  |  |  | Special crossings |  |  | 0 | 0
69 |  |  | Low pressure - total |  |  |  | 2 | 164
70 |  |  | Other network assets
71 |  |  |  | Monitoring and control systems |  |  | 0 | 0
72 |  |  |  | Cathodic protection systems |  |  | 0 | 0
73 |  |  |  | Other |  |  | 0 | 0
74 |  |  | Other network assets - total |  |  |  | 0 | 0
75
76 |  |  | System growth and asset replacement and renewal expenditure |  |  |  | 34 | 382
77 |  | less |  | Capital contributions funding system growth and asset replacement and renewal |  |  | 0 | 0
78 |  |  | System growth and asset replacement and renewal less capital contributions |  |  |  | 34 | 382
79 | 6a(v): Asset Relocations
80 |  |  |  | Project or programme* |  |  | ($000) | ($000)
81 |  |  |  | Nil
82
83
84
85
86 |  |  |  | * include additional rows if needed
87 |  |  |  | All other asset relocations projects or programmes
88 |  |  | Asset relocations expenditure |  |  |  |  | 0
89 |  | less |  | Capital contributions funding asset relocations
90 |  |  | Asset relocations less capital contributions |  |  |  |  | 0
91 | 6a(vi): Quality of Supply
92 |  |  |  | Project or programme* |  |  | ($000) | ($000)
93 |  |  |  | System Reinforcement (Wanganui Bridges MP Mains Interconnect) |  |  | 90
94
95
96
97
98 |  |  |  | * include additional rows if needed
99 |  |  |  | All other quality of supply projects or programmes
100 |  |  | Quality of supply expenditure |  |  |  |  | 90
101 |  | less |  | Capital contributions funding quality of supply
102 |  |  | Quality of supply less capital contributions |  |  |  |  | 90
110 | 6a(vii): Legislative and Regulatory
111 |  |  |  | Project or programme* |  |  | ($000) | ($000)
112 |  |  |  | Nil
113
114
115
116
117 |  |  |  | * include additional rows if needed
118 |  |  |  | All other legislative and regulatory projects or programmes
119 |  |  | Legislative and regulatory expenditure |  |  |  |  | 0
120 |  | less |  | Capital contributions funding legislative and regulatory
121 |  |  | Legislative and regulatory less capital contributions |  |  |  |  | 0
122
123 | 6a(viii): Other Reliability, Safety and Environment
124 |  |  |  | Project or programme* |  |  | ($000) | ($000)
125 |  |  |  | DRS Isolation Valves |  |  | 23
126 |  |  |  | Remote Network Pressure Monitoring |  |  | 11
127
128
129
130 |  |  |  | * include additional rows if needed
131 |  |  |  | All other reliability, safety and environment projects or programmes
132 |  |  | Other reliability, safety and environment expenditure |  |  |  |  | 34
133 |  | less |  | Capital contributions funding other reliability, safety and environment
134 |  |  | Other reliability, safety and environment less capital contributions |  |  |  |  | 34
135 | 6a(ix): Non-Network Assets
136 |  |  | Routine expenditure
137 |  |  |  | Project or programme* |  |  | ($000) | ($000)
138 |  |  |  | Office Equipment, Computer Hardware & Software |  |  | 50
139 |  |  |  | Vehicles, Plant & Equipment |  |  | 16
140
141
142
143 |  |  |  | * include additional rows if needed
144 |  |  |  | All other routine expenditure projects or programmes
145 |  |  | Routine expenditure |  |  |  |  | 66
146 |  |  | Atypical expenditure
147 |  |  |  | Project or programme* |  |  | ($000) | ($000)
148 |  |  |  | Nil
149
150
151
152
153 |  |  |  | * include additional rows if needed
154 |  |  |  | All other atypical expenditure projects or programmes
155 |  |  | Atypical expenditure |  |  |  |  | 0
156
157 |  |  | Non-network assets expenditure |  |  |  |  | 66

## Powerco s6a DY2013
[5 empty] | Company Name | Powerco Limited
[5 empty] | For Year Ended | 2013-09-30
SCHEDULE 6a: REPORT ON CAPITAL EXPENDITURE FOR THE DISCLOSURE YEAR
This schedule requires a breakdown of capital expenditure on assets incurred in the disclosure year, including any assets in respect of which capital contributions are received, but excluding assets that are vested assets. Information on expenditure on assets must be provided on an accounting accruals basis and must exclude finance costs. GDBs must provide explanatory comment on their expenditure on assets in Schedule 14 (Explanatory notes to templates).
sch ref
7 | 6a(i): Expenditure on Assets | [5 empty] | ($000) | ($000)
8 |  |  |  | Consumer connection |  |  |  | 4134.3713
9 |  |  |  | System growth |  |  |  | 653.8378
10 |  |  |  | Asset replacement and renewal |  |  |  | 621.7646
11 |  |  |  | Asset relocations |  |  |  | 99.8984
12 |  |  |  | Reliability, safety and environment:
13 |  |  |  | Quality of supply |  |  | 179.918
14 |  |  |  | Legislative and regulatory |  |  | 0
15 |  |  |  | Other reliability, safety and environment |  |  | 126.0607
16 |  |  |  | Total reliability, safety and environment |  |  |  | 305.9787
17 |  |  | Expenditure on network assets |  |  |  |  | 5815.8509
18 |  |  |  | Non-network assets |  |  |  | 1566.5381
19
20 |  |  | Expenditure on assets |  |  |  |  | 7382.3889
21 |  | plus |  | Cost of financing |  |  |  | 0
22 |  | less |  | Value of capital contributions |  |  |  | 287.2429
23 |  | plus |  | Value of vested assets |  |  |  | 0
24
25 |  |  | Capital expenditure |  |  |  |  | 7095.146
26 | 6a(ii): Subcomponents of Expenditure on Assets (where known) | [6 empty] | ($000)
27 |  |  |  | Research and development |  |  |  | 0
28 | 6a(iii): Consumer Connection
29 |  |  |  | Consumer types defined by GDB* |  |  | ($000) | ($000)
30 |  |  |  | All Consumer Connection |  |  | 4134.3713
31 |  |  |  | 0 |  |  | 0
32 |  |  |  | 0 |  |  | 0
33 |  |  |  | 0 |  |  | 0
34 |  |  |  | 0 |  |  | 0
35 |  |  |  | * include additional rows if needed
36 |  |  | Consumer connection expenditure |  |  |  |  | 4134.3713
37
38 |  | less |  | Capital contributions funding consumer connection expenditure |  |  | 287.2429
39 |  |  | Consumer connection less capital contributions |  |  |  |  | 3847.1284
47 | 6a(iv): System Growth and Asset Replacement and Renewal | [6 empty] | Asset Replacement and Renewal
48 | [6 empty] | System Growth
49 | [6 empty] | ($000) | ($000)
50 |  |  | Intermediate pressure
51 |  |  |  | Main pipe |  |  | 0 | 0
52 |  |  |  | Service pipe |  |  | 0 | 0
53 |  |  |  | Stations |  |  | 0 | 0
54 |  |  |  | Line valve |  |  | 0 | 0
55 |  |  |  | Special crossings |  |  | 0 | 0
56 |  |  | Intermediate pressure -total |  |  |  | 0 | 0
57 |  |  | Medium pressure
58 |  |  |  | Main pipe |  |  | 0 | 0
59 |  |  |  | Service pipe |  |  | 0 | 0
60 |  |  |  | Stations |  |  | 0 | 0
61 |  |  |  | Line valve |  |  | 0 | 0
62 |  |  |  | Special crossings |  |  | 0 | 0
63 |  |  | Medium pressure - total |  |  |  | 0 | 0
64 |  |  | Low pressure
65 |  |  |  | Main pipe |  |  | 0 | 0
66 |  |  |  | Service pipe |  |  | 0 | 0
67 |  |  |  | Line valve |  |  | 0 | 0
68 |  |  |  | Special crossings |  |  | 0 | 0
69 |  |  | Low pressure - total |  |  |  | 0 | 0
70 |  |  | Other network assets
71 |  |  |  | Monitoring and control systems |  |  | 0 | 0
72 |  |  |  | Cathodic protection systems |  |  | 0 | 0
73 |  |  |  | Other |  |  | 653.8378 | 621.7646
74 |  |  | Other network assets - total |  |  |  | 653.8378 | 621.7646
75
76 |  |  | System growth and asset replacement and renewal expenditure |  |  |  | 653.8378 | 621.7646
77 |  | less |  | Capital contributions funding system growth and asset replacement and renewal |  |  | 0 | 0
78 |  |  | System growth and asset replacement and renewal less capital contributions |  |  |  | 653.8378 | 621.7646
79 | 6a(v): Asset Relocations
80 |  |  |  | Project or programme* |  |  | ($000) | ($000)
81 |  |  |  | 0 |  |  | 0
82 |  |  |  | 0 |  |  | 0
83 |  |  |  | 0 |  |  | 0
84 |  |  |  | 0 |  |  | 0
85 |  |  |  | 0 |  |  | 0
86 |  |  |  | * include additional rows if needed
87 |  |  |  | All other asset relocations projects or programmes |  |  | 99.8984
88 |  |  | Asset relocations expenditure |  |  |  |  | 99.8984
89 |  | less |  | Capital contributions funding asset relocations |  |  | 0
90 |  |  | Asset relocations less capital contributions |  |  |  |  | 99.8984
91 | 6a(vi): Quality of Supply
92 |  |  |  | Project or programme* |  |  | ($000) | ($000)
93 |  |  |  | 0 |  |  | 0
94 |  |  |  | 0 |  |  | 0
95 |  |  |  | 0 |  |  | 0
96 |  |  |  | 0 |  |  | 0
97 |  |  |  | 0 |  |  | 0
98 |  |  |  | * include additional rows if needed
99 |  |  |  | All other quality of supply projects or programmes |  |  | 179.918
100 |  |  | Quality of supply expenditure |  |  |  |  | 179.918
101 |  | less |  | Capital contributions funding quality of supply
102 |  |  | Quality of supply less capital contributions |  |  |  |  | 179.918
110 | 6a(vii): Legislative and Regulatory
111 |  |  |  | Project or programme* |  |  | ($000) | ($000)
112 |  |  |  | 0 |  |  | 0
113 |  |  |  | 0 |  |  | 0
114 |  |  |  | 0 |  |  | 0
115 |  |  |  | 0 |  |  | 0
116 |  |  |  | 0 |  |  | 0
117 |  |  |  | * include additional rows if needed
118 |  |  |  | All other legislative and regulatory projects or programmes |  |  | 0
119 |  |  | Legislative and regulatory expenditure |  |  |  |  | 0
120 |  | less |  | Capital contributions funding legislative and regulatory |  |  | 0
121 |  |  | Legislative and regulatory less capital contributions |  |  |  |  | 0
122
123 | 6a(viii): Other Reliability, Safety and Environment
124 |  |  |  | Project or programme* |  |  | ($000) | ($000)
125 |  |  |  | 0 |  |  | 0
126 |  |  |  | 0 |  |  | 0
127 |  |  |  | 0 |  |  | 0
128 |  |  |  | 0 |  |  | 0
129 |  |  |  | 0 |  |  | 0
130 |  |  |  | * include additional rows if needed
131 |  |  |  | All other reliability, safety and environment projects or programmes |  |  | 126.0607
132 |  |  | Other reliability, safety and environment expenditure |  |  |  |  | 126.0607
133 |  | less |  | Capital contributions funding other reliability, safety and environment |  |  | 0
134 |  |  | Other reliability, safety and environment less capital contributions |  |  |  |  | 126.0607
135 | 6a(ix): Non-Network Assets
136 |  |  | Routine expenditure
137 |  |  |  | Project or programme* |  |  | ($000) | ($000)
138 |  |  |  | 0 |  |  | 0
139 |  |  |  | 0 |  |  | 0
140 |  |  |  | 0 |  |  | 0
141 |  |  |  | 0 |  |  | 0
142 |  |  |  | 0 |  |  | 0
143 |  |  |  | * include additional rows if needed
144 |  |  |  | All other routine expenditure projects or programmes |  |  | 1566.5381
145 |  |  | Routine expenditure |  |  |  |  | 1566.5381
146 |  |  | Atypical expenditure
147 |  |  |  | Project or programme* |  |  | ($000) | ($000)
148 |  |  |  | 0 |  |  | 0
149 |  |  |  | 0 |  |  | 0
150 |  |  |  | 0 |  |  | 0
151 |  |  |  | 0 |  |  | 0
152 |  |  |  | 0 |  |  | 0
153 |  |  |  | * include additional rows if needed
154 |  |  |  | All other atypical expenditure projects or programmes |  |  | 0
155 |  |  | Atypical expenditure |  |  |  |  | 0
156
157 |  |  | Non-network assets expenditure |  |  |  |  | 1566.5381

## Vector GDB s6a DY2013
[5 empty] | Company Name | Vector - gas distribution business
[5 empty] | For Year Ended | 2013-06-30
SCHEDULE 6a: REPORT ON CAPITAL EXPENDITURE FOR THE DISCLOSURE YEAR
This schedule requires a breakdown of capital expenditure on assets incurred in the disclosure year, including any assets in respect of which capital contributions are received, but excluding assets that are vested assets. Information on expenditure on assets must be provided on an accounting accruals basis and must exclude finance costs. GDBs must provide explanatory comment on their expenditure on assets in Schedule 14 (Explanatory notes to templates). This information is part of audited disclosure information (as defined in section 1.4 of the ID determination), and so is subject to the assurance report required by section 2.8.
sch ref
7 | 6a(i): Expenditure on Assets | [5 empty] | ($000) | ($000)
8 |  |  |  | Consumer connection |  |  |  | 10322
9 |  |  |  | System growth |  |  |  | 649
10 |  |  |  | Asset replacement and renewal |  |  |  | 9933
11 |  |  |  | Asset relocations |  |  |  | 1215
12 |  |  |  | Reliability, safety and environment:
13 |  |  |  | Quality of supply |  |  | 425
14 |  |  |  | Legislative and regulatory |  |  | 0
15 |  |  |  | Other reliability, safety and environment |  |  | 20
16 |  |  |  | Total reliability, safety and environment |  |  |  | 445
17 |  |  | Expenditure on network assets |  |  |  |  | 22564
18 |  |  |  | Non-network assets |  |  |  | 1763
19
20 |  |  | Expenditure on assets |  |  |  |  | 24327
21 |  | plus |  | Cost of financing |  |  |  | 50
22 |  | less |  | Value of capital contributions |  |  |  | 3467
23 |  | plus |  | Value of vested assets |  |  |  | 0
24
25 |  |  | Capital expenditure |  |  |  |  | 20910
26 | 6a(ii): Subcomponents of Expenditure on Assets (where known) | [6 empty] | ($000)
27 |  |  |  | Research and development
28 | 6a(iii): Consumer Connection
29 |  |  |  | Consumer types defined by GDB* |  |  | ($000) | ($000)
30
31
32
33
34
35 |  |  |  | * include additional rows if needed
36 |  |  | Consumer connection expenditure |  |  |  |  | 0
37
38 |  | less |  | Capital contributions funding consumer connection expenditure
39 |  |  | Consumer connection less capital contributions |  |  |  |  | 0
47 | 6a(iv): System Growth and Asset Replacement and Renewal | [6 empty] | Asset Replacement and Renewal
48 | [6 empty] | System Growth
49 | [6 empty] | ($000) | ($000)
50 |  |  | Intermediate pressure
51 |  |  |  | Main pipe
52 |  |  |  | Service pipe
53 |  |  |  | Stations
54 |  |  |  | Line valve
55 |  |  |  | Special crossings
56 |  |  | Intermediate pressure -total |  |  |  | 0 | 0
57 |  |  | Medium pressure
58 |  |  |  | Main pipe
59 |  |  |  | Service pipe
60 |  |  |  | Stations
61 |  |  |  | Line valve
62 |  |  |  | Special crossings
63 |  |  | Medium pressure - total |  |  |  | 0 | 0
64 |  |  | Low pressure
65 |  |  |  | Main pipe
66 |  |  |  | Service pipe
67 |  |  |  | Line valve
68 |  |  |  | Special crossings
69 |  |  | Low pressure - total |  |  |  | 0 | 0
70 |  |  | Other network assets
71 |  |  |  | Monitoring and control systems
72 |  |  |  | Cathodic protection systems
73 |  |  |  | Other
74 |  |  | Other network assets - total |  |  |  | 0 | 0
75
76 |  |  | System growth and asset replacement and renewal expenditure |  |  |  | 0 | 0
77 |  | less |  | Capital contributions funding system growth and asset replacement and renewal
78 |  |  | System growth and asset replacement and renewal less capital contributions |  |  |  | 0 | 0
79 | 6a(v): Asset Relocations
80 |  |  |  | Project or programme* |  |  | ($000) | ($000)
81 |  |  |  | [Description of material project or programme]
82 |  |  |  | [Description of material project or programme]
83 |  |  |  | [Description of material project or programme]
84 |  |  |  | [Description of material project or programme]
85 |  |  |  | [Description of material project or programme]
86 |  |  |  | * include additional rows if needed
87 |  |  |  | All other asset relocations projects or programmes
88 |  |  | Asset relocations expenditure |  |  |  |  | 0
89 |  | less |  | Capital contributions funding asset relocations
90 |  |  | Asset relocations less capital contributions |  |  |  |  | 0
91 | 6a(vi): Quality of Supply
92 |  |  |  | Project or programme* |  |  | ($000) | ($000)
93 |  |  |  | [Description of material project or programme]
94 |  |  |  | [Description of material project or programme]
95 |  |  |  | [Description of material project or programme]
96 |  |  |  | [Description of material project or programme]
97 |  |  |  | [Description of material project or programme]
98 |  |  |  | * include additional rows if needed
99 |  |  |  | All other quality of supply projects or programmes
100 |  |  | Quality of supply expenditure |  |  |  |  | 0
101 |  | less |  | Capital contributions funding quality of supply
102 |  |  | Quality of supply less capital contributions |  |  |  |  | 0
110 | 6a(vii): Legislative and Regulatory
111 |  |  |  | Project or programme* |  |  | ($000) | ($000)
112 |  |  |  | [Description of material project or programme]
113 |  |  |  | [Description of material project or programme]
114 |  |  |  | [Description of material project or programme]
115 |  |  |  | [Description of material project or programme]
116 |  |  |  | [Description of material project or programme]
117 |  |  |  | * include additional rows if needed
118 |  |  |  | All other legislative and regulatory projects or programmes
119 |  |  | Legislative and regulatory expenditure |  |  |  |  | 0
120 |  | less |  | Capital contributions funding legislative and regulatory
121 |  |  | Legislative and regulatory less capital contributions |  |  |  |  | 0
122
123 | 6a(viii): Other Reliability, Safety and Environment
124 |  |  |  | Project or programme* |  |  | ($000) | ($000)
125 |  |  |  | [Description of material project or programme]
126 |  |  |  | [Description of material project or programme]
127 |  |  |  | [Description of material project or programme]
128 |  |  |  | [Description of material project or programme]
129 |  |  |  | [Description of material project or programme]
130 |  |  |  | * include additional rows if needed
131 |  |  |  | All other reliability, safety and environment projects or programmes
132 |  |  | Other reliability, safety and environment expenditure |  |  |  |  | 0
133 |  | less |  | Capital contributions funding other reliability, safety and environment
134 |  |  | Other reliability, safety and environment less capital contributions |  |  |  |  | 0
135 | 6a(ix): Non-Network Assets
136 |  |  | Routine expenditure
137 |  |  |  | Project or programme* |  |  | ($000) | ($000)
138 |  |  |  | [Description of material project or programme]
139 |  |  |  | [Description of material project or programme]
140 |  |  |  | [Description of material project or programme]
141 |  |  |  | [Description of material project or programme]
142 |  |  |  | [Description of material project or programme]
143 |  |  |  | * include additional rows if needed
144 |  |  |  | All other routine expenditure projects or programmes
145 |  |  | Routine expenditure |  |  |  |  | 0
146 |  |  | Atypical expenditure
147 |  |  |  | Project or programme* |  |  | ($000) | ($000)
148 |  |  |  | [Description of material project or programme]
149 |  |  |  | [Description of material project or programme]
150 |  |  |  | [Description of material project or programme]
151 |  |  |  | [Description of material project or programme]
152 |  |  |  | [Description of material project or programme]
153 |  |  |  | * include additional rows if needed
154 |  |  |  | All other atypical expenditure projects or programmes
155 |  |  | Atypical expenditure |  |  |  |  | 0
156
157 |  |  | Non-network assets expenditure |  |  |  |  | 0

## GasNet s6a DY2014
[5 empty] | Company Name | GasNet Limited
[5 empty] | For Year Ended | 2014-06-30
SCHEDULE 6a: REPORT ON CAPITAL EXPENDITURE FOR THE DISCLOSURE YEAR
This schedule requires a breakdown of capital expenditure on assets incurred in the disclosure year, including any assets in respect of which capital contributions are received, but excluding assets that are vested assets. Information on expenditure on assets must be provided on an accounting accruals basis and must exclude finance costs. GDBs must provide explanatory comment on their expenditure on assets in Schedule 14 (Explanatory notes to templates). This information is part of audited disclosure information (as defined in section 1.4 of the ID determination), and so is subject to the assurance report required by section 2.8.
sch ref
7 | 6a(i): Expenditure on Assets | [5 empty] | ($000) | ($000)
8 |  |  |  | Consumer connection |  |  |  | 105
9 |  |  |  | System growth |  |  |  | 28
10 |  |  |  | Asset replacement and renewal |  |  |  | 428
11 |  |  |  | Asset relocations |  |  |  | 10
12 |  |  |  | Reliability, safety and environment:
13 |  |  |  | Quality of supply |  |  | 30
14 |  |  |  | Legislative and regulatory |  |  | 0
15 |  |  |  | Other reliability, safety and environment |  |  | 29
16 |  |  |  | Total reliability, safety and environment |  |  |  | 59
17 |  |  | Expenditure on network assets |  |  |  |  | 630
18 |  |  |  | Non-network assets |  |  |  | 100
19
20 |  |  | Expenditure on assets |  |  |  |  | 730
21 |  | plus |  | Cost of financing |  |  |  | 0
22 |  | less |  | Value of capital contributions |  |  |  | 0
23 |  | plus |  | Value of vested assets |  |  |  | 0
24
25 |  |  | Capital expenditure |  |  |  |  | 730
26 | 6a(ii): Subcomponents of Expenditure on Assets (where known) | [6 empty] | ($000)
27 |  |  |  | Research and development |  |  |  | 0
28 | 6a(iii): Consumer Connection
29 |  |  |  | Consumer types defined by GDB* |  |  | ($000) | ($000)
30 |  |  |  | Residential |  |  | 88
31 |  |  |  | Commercial |  |  | 17
32
33
34
35 |  |  |  | * include additional rows if needed
36 |  |  | Consumer connection expenditure |  |  |  |  | 105
37
38 |  | less |  | Capital contributions funding consumer connection expenditure |  |  | 0
39 |  |  | Consumer connection less capital contributions |  |  |  |  | 105
47 | 6a(iv): System Growth and Asset Replacement and Renewal | [6 empty] | Asset Replacement and Renewal
48 | [6 empty] | System Growth
49 | [6 empty] | ($000) | ($000)
50 |  |  | Intermediate pressure
51 |  |  |  | Main pipe |  |  | 0 | 0
52 |  |  |  | Service pipe |  |  | 0 | 0
53 |  |  |  | Stations |  |  | 0 | 0
54 |  |  |  | Line valve |  |  | 0 | 0
55 |  |  |  | Special crossings |  |  | 0 | 0
56 |  |  | Intermediate pressure -total |  |  |  | 0 | 0
57 |  |  | Medium pressure
58 |  |  |  | Main pipe |  |  | 24 | 11
59 |  |  |  | Service pipe |  |  | 0 | 9
60 |  |  |  | Stations |  |  | 0 | 0
61 |  |  |  | Line valve |  |  | 0 | 0
62 |  |  |  | Special crossings |  |  | 0 | 0
63 |  |  | Medium pressure - total |  |  |  | 24 | 20
64 |  |  | Low pressure
65 |  |  |  | Main pipe |  |  | 4 | 291
66 |  |  |  | Service pipe |  |  | 0 | 117
67 |  |  |  | Line valve |  |  | 0 | 0
68 |  |  |  | Special crossings |  |  | 0 | 0
69 |  |  | Low pressure - total |  |  |  | 4 | 408
70 |  |  | Other network assets
71 |  |  |  | Monitoring and control systems |  |  | 0 | 0
72 |  |  |  | Cathodic protection systems |  |  | 0 | 0
73 |  |  |  | Other |  |  | 0 | 0
74 |  |  | Other network assets - total |  |  |  | 0 | 0
75
76 |  |  | System growth and asset replacement and renewal expenditure |  |  |  | 28 | 428
77 |  | less |  | Capital contributions funding system growth and asset replacement and renewal |  |  | 0 | 0
78 |  |  | System growth and asset replacement and renewal less capital contributions |  |  |  | 28 | 428
79 | 6a(v): Asset Relocations
80 |  |  |  | Project or programme* |  |  | ($000) | ($000)
81 |  |  |  | Sandcroft Drive, Wanganui |  |  | 5
82
83
84
85
86 |  |  |  | * include additional rows if needed
87 |  |  |  | All other asset relocations projects or programmes |  |  | 5
88 |  |  | Asset relocations expenditure |  |  |  |  | 10
89 |  | less |  | Capital contributions funding asset relocations |  |  | 0
90 |  |  | Asset relocations less capital contributions |  |  |  |  | 10
91 | 6a(vi): Quality of Supply
92 |  |  |  | Project or programme* |  |  | ($000) | ($000)
93 |  |  |  | System Reinforcement (Wanganui Bridges MP Mains Interconnect) |  |  | 29
94
95
96
97
98 |  |  |  | * include additional rows if needed
99 |  |  |  | All other quality of supply projects or programmes |  |  | 1
100 |  |  | Quality of supply expenditure |  |  |  |  | 30
101 |  | less |  | Capital contributions funding quality of supply |  |  | 0
102 |  |  | Quality of supply less capital contributions |  |  |  |  | 30
110 | 6a(vii): Legislative and Regulatory
111 |  |  |  | Project or programme* |  |  | ($000) | ($000)
112 |  |  |  | Nil |  |  | 0
113
114
115
116
117 |  |  |  | * include additional rows if needed
118 |  |  |  | All other legislative and regulatory projects or programmes |  |  | 0
119 |  |  | Legislative and regulatory expenditure |  |  |  |  | 0
120 |  | less |  | Capital contributions funding legislative and regulatory |  |  | 0
121 |  |  | Legislative and regulatory less capital contributions |  |  |  |  | 0
122
123 | 6a(viii): Other Reliability, Safety and Environment
124 |  |  |  | Project or programme* |  |  | ($000) | ($000)
125 |  |  |  | Network Pressure Monitoring |  |  | 23
126 |  |  |  | Wanganui Sales Gate Security System |  |  | 6
127
128
129
130 |  |  |  | * include additional rows if needed
131 |  |  |  | All other reliability, safety and environment projects or programmes |  |  | 0
132 |  |  | Other reliability, safety and environment expenditure |  |  |  |  | 29
133 |  | less |  | Capital contributions funding other reliability, safety and environment |  |  | 0
134 |  |  | Other reliability, safety and environment less capital contributions |  |  |  |  | 29
135 | 6a(ix): Non-Network Assets
136 |  |  | Routine expenditure
137 |  |  |  | Project or programme* |  |  | ($000) | ($000)
138 |  |  |  | Office equipment, Computer Hardware & Software |  |  | 59
139 |  |  |  | Vehicles, Plant & Equipment |  |  | 41
140
141
142
143 |  |  |  | * include additional rows if needed
144 |  |  |  | All other routine expenditure projects or programmes |  |  | 0
145 |  |  | Routine expenditure |  |  |  |  | 100
146 |  |  | Atypical expenditure
147 |  |  |  | Project or programme* |  |  | ($000) | ($000)
148 |  |  |  | Nil |  |  | 0
149
150
151
152
153 |  |  |  | * include additional rows if needed
154 |  |  |  | All other atypical expenditure projects or programmes |  |  | 0
155 |  |  | Atypical expenditure |  |  |  |  | 0
156
157 |  |  | Non-network assets expenditure |  |  |  |  | 100

## Powerco s6a DY2014
[5 empty] | Company Name | Powerco Limited
[5 empty] | For Year Ended | 2014-09-30
SCHEDULE 6a: REPORT ON CAPITAL EXPENDITURE FOR THE DISCLOSURE YEAR
This schedule requires a breakdown of capital expenditure on assets incurred in the disclosure year, including any assets in respect of which capital contributions are received, but excluding assets that are vested assets. Information on expenditure on assets must be provided on an accounting accruals basis and must exclude finance costs. GDBs must provide explanatory comment on their expenditure on assets in Schedule 14 (Explanatory notes to templates). This information is part of audited disclosure information (as defined in section 1.4 of the ID determination), and so is subject to the assurance report required by section 2.8.
sch ref
7 | 6a(i): Expenditure on Assets | [5 empty] | ($000) | ($000)
8 |  |  |  | Consumer connection |  |  |  | 4168.5475
9 |  |  |  | System growth |  |  |  | 319.3618
10 |  |  |  | Asset replacement and renewal |  |  |  | 852.5397
11 |  |  |  | Asset relocations |  |  |  | 68.8526
12 |  |  |  | Reliability, safety and environment:
13 |  |  |  | Quality of supply |  |  | 2236.299
14 |  |  |  | Legislative and regulatory |  |  | 0
15 |  |  |  | Other reliability, safety and environment |  |  | 1438.9725
16 |  |  |  | Total reliability, safety and environment |  |  |  | 3675.2715
17 |  |  | Expenditure on network assets |  |  |  |  | 9084.5732
18 |  |  |  | Non-network assets |  |  |  | 1544.3525
19
20 |  |  | Expenditure on assets |  |  |  |  | 10628.9256
21 |  | plus |  | Cost of financing |  |  |  | 78.1219
22 |  | less |  | Value of capital contributions |  |  |  | 218.343
23 |  | plus |  | Value of vested assets
24
25 |  |  | Capital expenditure |  |  |  |  | 10488.7046
26 | 6a(ii): Subcomponents of Expenditure on Assets (where known) | [6 empty] | ($000)
27 |  |  |  | Research and development
28 | 6a(iii): Consumer Connection
29 |  |  |  | Consumer types defined by GDB* |  |  | ($000) | ($000)
30 |  |  |  | Residential / Small Commercial |  |  | 3536.9785
31 |  |  |  | Commercial |  |  | 631.569
32
33
34
35 |  |  |  | * include additional rows if needed
36 |  |  | Consumer connection expenditure |  |  |  |  | 4168.5475
37
38 |  | less |  | Capital contributions funding consumer connection expenditure |  |  | 133.8931
39 |  |  | Consumer connection less capital contributions |  |  |  |  | 4034.6544
47 | 6a(iv): System Growth and Asset Replacement and Renewal | [6 empty] | Asset Replacement and Renewal
48 | [6 empty] | System Growth
49 | [6 empty] | ($000) | ($000)
50 |  |  | Intermediate pressure
51 |  |  |  | Main pipe |  |  | 0 | 0
52 |  |  |  | Service pipe |  |  | 0 | 0
53 |  |  |  | Stations |  |  | 0 | 81.0064
54 |  |  |  | Line valve |  |  | 0 | 66.1579
55 |  |  |  | Special crossings |  |  | 0 | 231.4721
56 |  |  | Intermediate pressure -total |  |  |  | 0 | 378.6363
57 |  |  | Medium pressure
58 |  |  |  | Main pipe |  |  | 525.5282 | 294.3658
59 |  |  |  | Service pipe |  |  | 0 | 50.0463
60 |  |  |  | Stations |  |  | 0 | 0
61 |  |  |  | Line valve |  |  | 0 | 21.0908
62 |  |  |  | Special crossings |  |  | 0 | 95.621
63 |  |  | Medium pressure - total |  |  |  | 525.5282 | 461.1239
64 |  |  | Low pressure
65 |  |  |  | Main pipe |  |  | 0 | 0
66 |  |  |  | Service pipe |  |  | 0 | 0
67 |  |  |  | Line valve |  |  | 0 | 0
68 |  |  |  | Special crossings |  |  | 0 | 0
69 |  |  | Low pressure - total |  |  |  | 0 | 0
70 |  |  | Other network assets
71 |  |  |  | Monitoring and control systems |  |  | 0 | 29.647
72 |  |  |  | Cathodic protection systems |  |  | 15.5189 | 88.8729
73 |  |  |  | Other |  |  | -221.6853 | -105.7404
74 |  |  | Other network assets - total |  |  |  | -206.1664 | 12.7795
75
76 |  |  | System growth and asset replacement and renewal expenditure |  |  |  | 319.3618 | 852.5397
77 |  | less |  | Capital contributions funding system growth and asset replacement and renewal |  |  | 81.8824 | 0
78 |  |  | System growth and asset replacement and renewal less capital contributions |  |  |  | 237.4794 | 852.5397
79 | 6a(v): Asset Relocations
80 |  |  |  | Project or programme* |  |  | ($000) | ($000)
81 |  |  |  | Memorial Park NZTA underpass Wellington |  |  | 44.3526
82 | [6 empty] | 0
83 | [6 empty] | 0
84 | [6 empty] | 0
85 | [6 empty] | 0
86 |  |  |  | * include additional rows if needed
87 |  |  |  | All other asset relocations projects or programmes |  |  | 24.5
88 |  |  | Asset relocations expenditure |  |  |  |  | 68.8526
89 |  | less |  | Capital contributions funding asset relocations |  |  | 2.5675
90 |  |  | Asset relocations less capital contributions |  |  |  |  | 66.2852
91 | 6a(vi): Quality of Supply
92 |  |  |  | Project or programme* |  |  | ($000) | ($000)
93 |  |  |  | Whitby(Mana) Reinforcement (Hutt Valley-Porirua) |  |  | 905.0877
94 |  |  |  | Wellington CBD upgrade |  |  | 695.1579
95 |  |  |  | Eastbourne pressure upgrade |  |  | 276.4167
96 |  |  |  | Waterloo DRS replacement |  |  | 170.4904
97 | [6 empty] | 0
98 |  |  |  | * include additional rows if needed
99 |  |  |  | All other quality of supply projects or programmes |  |  | 189.1463
100 |  |  | Quality of supply expenditure |  |  |  |  | 2236.299
101 |  | less |  | Capital contributions funding quality of supply |  |  | 0
102 |  |  | Quality of supply less capital contributions |  |  |  |  | 2236.299
110 | 6a(vii): Legislative and Regulatory
111 |  |  |  | Project or programme* |  |  | ($000) | ($000)
112 |  |  |  | Nil
113
114
115
116
117 |  |  |  | * include additional rows if needed
118 |  |  |  | All other legislative and regulatory projects or programmes
119 |  |  | Legislative and regulatory expenditure |  |  |  |  | 0
120 |  | less |  | Capital contributions funding legislative and regulatory
121 |  |  | Legislative and regulatory less capital contributions |  |  |  |  | 0
122
123 | 6a(viii): Other Reliability, Safety and Environment
124 |  |  |  | Project or programme* |  |  | ($000) | ($000)
125 |  |  |  | Westshore overlay and DRS upgrade (Hawke's Bay) |  |  | 540.2412
126 |  |  |  | Hyderbad Road- relocation of IP mains |  |  | 242.8257
127 |  |  |  | Replace the cover and protection of an exposed gas main |  |  | 174.0205
128 |  |  |  | IPP Signage Renewal |  |  | 147.5962
129 | [6 empty] | 0
130 |  |  |  | * include additional rows if needed
131 |  |  |  | All other reliability, safety and environment projects or programmes |  |  | 334.289
132 |  |  | Other reliability, safety and environment expenditure |  |  |  |  | 1438.9725
133 |  | less |  | Capital contributions funding other reliability, safety and environment |  |  | 0
134 |  |  | Other reliability, safety and environment less capital contributions |  |  |  |  | 1438.9725
135 | 6a(ix): Non-Network Assets
136 |  |  | Routine expenditure
137 |  |  |  | Project or programme* |  |  | ($000) | ($000)
138 |  |  |  | Improve and expand network data and tools |  |  | 274.9062
139 |  |  |  | Improve network operations |  |  | 113.8162
140 |  |  |  | IT renewal |  |  | 188.6337
141 | [6 empty] | 0
142 | [6 empty] | 0
143 |  |  |  | * include additional rows if needed
144 |  |  |  | All other routine expenditure projects or programmes |  |  | 421.0182
145 |  |  | Routine expenditure |  |  |  |  | 998.3742
146 |  |  | Atypical expenditure
147 |  |  |  | Project or programme* |  |  | ($000) | ($000)
148 |  |  |  | Improve network operations |  |  | 530.7718
149 | [6 empty] | 0
150 | [6 empty] | 0
151 | [6 empty] | 0
152 | [6 empty] | 0
153 |  |  |  | * include additional rows if needed
154 |  |  |  | All other atypical expenditure projects or programmes |  |  | 15.2065
155 |  |  | Atypical expenditure |  |  |  |  | 545.9783
156
157 |  |  | Non-network assets expenditure |  |  |  |  | 1544.3525

## Vector GDB s6a DY2014
[5 empty] | Company Name | Vector - gas distribution business
[5 empty] | For Year Ended | 2014-06-30
SCHEDULE 6a: REPORT ON CAPITAL EXPENDITURE FOR THE DISCLOSURE YEAR
This schedule requires a breakdown of capital expenditure on assets incurred in the disclosure year, including any assets in respect of which capital contributions are received, but excluding assets that are vested assets. Information on expenditure on assets must be provided on an accounting accruals basis and must exclude finance costs. GDBs must provide explanatory comment on their expenditure on assets in Schedule 14 (Explanatory notes to templates). This information is part of audited disclosure information (as defined in section 1.4 of the ID determination), and so is subject to the assurance report required by section 2.8.
sch ref
7 | 6a(i): Expenditure on Assets | [5 empty] | ($000) | ($000)
8 |  |  |  | Consumer connection |  |  |  | 16316.4893
9 |  |  |  | System growth |  |  |  | 1432
10 |  |  |  | Asset replacement and renewal |  |  |  | 9686
11 |  |  |  | Asset relocations |  |  |  | 2294
12 |  |  |  | Reliability, safety and environment:
13 |  |  |  | Quality of supply |  |  | 653.7331
14 |  |  |  | Legislative and regulatory |  |  | 0
15 |  |  |  | Other reliability, safety and environment |  |  | 838.395
16 |  |  |  | Total reliability, safety and environment |  |  |  | 1492.1281
17 |  |  | Expenditure on network assets |  |  |  |  | 31220.6174
18 |  |  |  | Non-network assets |  |  |  | 1300
19
20 |  |  | Expenditure on assets |  |  |  |  | 32520.6174
21 |  | plus |  | Cost of financing |  |  |  | 113
22 |  | less |  | Value of capital contributions |  |  |  | 4216.9572
23 |  | plus |  | Value of vested assets |  |  |  | 0
24
25 |  |  | Capital expenditure |  |  |  |  | 28416.6602
26 | 6a(ii): Subcomponents of Expenditure on Assets (where known) | [6 empty] | ($000)
27 |  |  |  | Research and development |  |  |  | 0
28 | 6a(iii): Consumer Connection
29 |  |  |  | Consumer types defined by GDB* |  |  | ($000) | ($000)
30 |  |  |  | Mains Extensions/Subdivsions |  |  | 8660.4127
31 |  |  |  | Service Connections - Residential |  |  | 6509.741
32 |  |  |  | Service Connections - Commercial |  |  | 1145.1998
33 |  |  |  | Customer Easements |  |  | 1.1358
34 | [6 empty] | 0
35 |  |  |  | * include additional rows if needed
36 |  |  | Consumer connection expenditure |  |  |  |  | 16316.4893
37
38 |  | less |  | Capital contributions funding consumer connection expenditure |  |  | 1831.9572
39 |  |  | Consumer connection less capital contributions |  |  |  |  | 14484.532
47 | 6a(iv): System Growth and Asset Replacement and Renewal | [6 empty] | Asset Replacement and Renewal
48 | [6 empty] | System Growth
49 | [6 empty] | ($000) | ($000)
50 |  |  | Intermediate pressure
51 |  |  |  | Main pipe |  |  | 0 | 0
52 |  |  |  | Service pipe |  |  | 0 | 0
53 |  |  |  | Stations |  |  | 698 | 936
54 |  |  |  | Line valve |  |  | 83 | 90
55 |  |  |  | Special crossings |  |  | 0 | 4
56 |  |  | Intermediate pressure -total |  |  |  | 781 | 1030
57 |  |  | Medium pressure
58 |  |  |  | Main pipe |  |  | 651 | 7462
59 |  |  |  | Service pipe |  |  | 0 | 164
60 |  |  |  | Stations |  |  | 0 | 56
61 |  |  |  | Line valve |  |  | 0 | 0
62 |  |  |  | Special crossings |  |  | 0 | 113
63 |  |  | Medium pressure - total |  |  |  | 651 | 7795
64 |  |  | Low pressure
65 |  |  |  | Main pipe |  |  | 0 | 0
66 |  |  |  | Service pipe |  |  | 0 | 0
67 |  |  |  | Line valve |  |  | 0 | 0
68 |  |  |  | Special crossings |  |  | 0 | 0
69 |  |  | Low pressure - total |  |  |  | 0 | 0
70 |  |  | Other network assets
71 |  |  |  | Monitoring and control systems |  |  | 0 | 96
72 |  |  |  | Cathodic protection systems |  |  | 0 | 462
73 |  |  |  | Other |  |  | 0 | 303
74 |  |  | Other network assets - total |  |  |  | 0 | 861
75
76 |  |  | System growth and asset replacement and renewal expenditure |  |  |  | 1432 | 9686
77 |  | less |  | Capital contributions funding system growth and asset replacement and renewal |  |  | 0 | 0
78 |  |  | System growth and asset replacement and renewal less capital contributions |  |  |  | 1432 | 9686
79 | 6a(v): Asset Relocations
80 |  |  |  | Project or programme* |  |  | ($000) | ($000)
81 |  |  |  | Waterview Connection |  |  | 566
82 |  |  |  | [Description of material project or programme]
83 |  |  |  | [Description of material project or programme]
84 |  |  |  | [Description of material project or programme]
85 |  |  |  | [Description of material project or programme]
86 |  |  |  | * include additional rows if needed
87 |  |  |  | All other asset relocations projects or programmes |  |  | 1728
88 |  |  | Asset relocations expenditure |  |  |  |  | 2294
89 |  | less |  | Capital contributions funding asset relocations |  |  | 2385
90 |  |  | Asset relocations less capital contributions |  |  |  |  | -91
91 | 6a(vi): Quality of Supply
92 |  |  |  | Project or programme* |  |  | ($000) | ($000)
93 |  |  |  | [Description of material project or programme] |  |  | 0
94 |  |  |  | [Description of material project or programme] |  |  | 0
95 |  |  |  | [Description of material project or programme] |  |  | 0
96 |  |  |  | [Description of material project or programme] |  |  | 0
97 |  |  |  | [Description of material project or programme] |  |  | 0
98 |  |  |  | * include additional rows if needed
99 |  |  |  | All other quality of supply projects or programmes |  |  | 653.7331
100 |  |  | Quality of supply expenditure |  |  |  |  | 653.7331
101 |  | less |  | Capital contributions funding quality of supply |  |  | 0
102 |  |  | Quality of supply less capital contributions |  |  |  |  | 653.7331
110 | 6a(vii): Legislative and Regulatory
111 |  |  |  | Project or programme* |  |  | ($000) | ($000)
112 |  |  |  | [Description of material project or programme] |  |  | 0
113 |  |  |  | [Description of material project or programme] |  |  | 0
114 |  |  |  | [Description of material project or programme] |  |  | 0
115 |  |  |  | [Description of material project or programme] |  |  | 0
116 |  |  |  | [Description of material project or programme] |  |  | 0
117 |  |  |  | * include additional rows if needed
118 |  |  |  | All other legislative and regulatory projects or programmes |  |  | 0
119 |  |  | Legislative and regulatory expenditure |  |  |  |  | 0
120 |  | less |  | Capital contributions funding legislative and regulatory |  |  | 0
121 |  |  | Legislative and regulatory less capital contributions |  |  |  |  | 0
122
123 | 6a(viii): Other Reliability, Safety and Environment
124 |  |  |  | Project or programme* |  |  | ($000) | ($000)
125 |  |  |  | Tuhikaramea Rd: IP pipeline protection HM |  |  | 609
126 |  |  |  | [Description of material project or programme] |  |  | 0
127 |  |  |  | [Description of material project or programme] |  |  | 0
128 |  |  |  | [Description of material project or programme] |  |  | 0
129 |  |  |  | [Description of material project or programme] |  |  | 0
130 |  |  |  | * include additional rows if needed
131 |  |  |  | All other reliability, safety and environment projects or programmes |  |  | 229.395
132 |  |  | Other reliability, safety and environment expenditure |  |  |  |  | 838.395
133 |  | less |  | Capital contributions funding other reliability, safety and environment |  |  | 0
134 |  |  | Other reliability, safety and environment less capital contributions |  |  |  |  | 838.395
135 | 6a(ix): Non-Network Assets
136 |  |  | Routine expenditure
137 |  |  |  | Project or programme* |  |  | ($000) | ($000)
138 |  |  |  | [Description of material project or programme] |  |  | 0
139 |  |  |  | [Description of material project or programme] |  |  | 0
140 |  |  |  | [Description of material project or programme] |  |  | 0
141 |  |  |  | [Description of material project or programme] |  |  | 0
142 |  |  |  | [Description of material project or programme] |  |  | 0
143 |  |  |  | * include additional rows if needed
144 |  |  |  | All other routine expenditure projects or programmes |  |  | 294
145 |  |  | Routine expenditure |  |  |  |  | 294
146 |  |  | Atypical expenditure
147 |  |  |  | Project or programme* |  |  | ($000) | ($000)
148 |  |  |  | [Description of material project or programme] |  |  | 0
149 |  |  |  | [Description of material project or programme] |  |  | 0
150 |  |  |  | [Description of material project or programme] |  |  | 0
151 |  |  |  | [Description of material project or programme] |  |  | 0
152 |  |  |  | [Description of material project or programme] |  |  | 0
153 |  |  |  | * include additional rows if needed
154 |  |  |  | All other atypical expenditure projects or programmes |  |  | 1006
155 |  |  | Atypical expenditure |  |  |  |  | 1006
156
157 |  |  | Non-network assets expenditure |  |  |  |  | 1300

## GasNet s6b DY2013
|  |  |  | Company Name | GasNet Limited
|  |  |  | For Year Ended | 2013-06-30
SCHEDULE 6b: REPORT ON OPERATIONAL EXPENDITURE FOR THE DISCLOSURE YEAR
This schedule requires a breakdown of operating expenditure incurred in the current disclosure year. GDBs must provide explanatory comment on their operational expenditure in Schedule 14 (Explanatory notes to templates). This includes explanatory comment on any atypical operating expenditure and assets replaced or renewed as part of asset replacement and renewal operational expenditure, and additional information on insurance. This information is part of audited disclosure information (as defined in section 1.4 of the ID determination), and so is subject to the assurance report required by section 2.8.
sch ref
7 | 6b(i): Operational Expenditure |  |  |  |  | ($000) | ($000)
8 |  |  | Service interruptions, incidents and emergencies |  |  | 43
9 |  |  | Routine and corrective maintenance and inspection |  |  | 79
10 |  |  | Asset replacement and renewal |  |  | 0
11 |  | Network opex |  |  |  |  | 122
12 |  |  | System operations and network support |  |  | 663
13 |  |  | Business support |  |  | 837
14 |  | Non-network opex |  |  |  |  | 1500
15
16 |  | Operational expenditure |  |  |  |  | 1622
17 | 6b(ii): Subcomponents of Operational Expenditure (where known)
18 |  |  | Research and development |  |  |  | 0
19 |  |  | Insurance |  |  |  | 204

## Powerco s6b DY2013
|  |  |  | Company Name | Powerco Limited
|  |  |  | For Year Ended | 2013-09-30
SCHEDULE 6b: REPORT ON OPERATIONAL EXPENDITURE FOR THE DISCLOSURE YEAR
This schedule requires a breakdown of operating expenditure incurred in the current disclosure year. GDBs must provide explanatory comment on their operational expenditure in Schedule 14 (Explanatory notes to templates). This includes explanatory comment on any atypical operating expenditure and assets replaced or renewed as part of asset replacement and renewal operational expenditure, and additional information on insurance.
sch ref
7 | 6b(i): Operational Expenditure |  |  |  |  | ($000) | ($000)
8 |  |  | Service interruptions, incidents and emergencies |  |  | 397.0586
9 |  |  | Routine and corrective maintenance and inspection |  |  | 2350.017
10 |  |  | Asset replacement and renewal |  |  | 1548.6053
11 |  | Network opex |  |  |  |  | 4295.6809
12 |  |  | System operations and network support |  |  | 4143.8063
13 |  |  | Business support |  |  | 5864.2335
14 |  | Non-network opex |  |  |  |  | 10008.0398
15
16 |  | Operational expenditure |  |  |  |  | 14303.7207
17 | 6b(ii): Subcomponents of Operational Expenditure (where known)
18 |  |  | Research and development |  |  |  | 0
19 |  |  | Insurance |  |  |  | 236.77

## Vector GDB s6b DY2013
|  |  |  | Company Name | Vector - gas distribution business
|  |  |  | For Year Ended | 2013-06-30
SCHEDULE 6b: REPORT ON OPERATIONAL EXPENDITURE FOR THE DISCLOSURE YEAR
This schedule requires a breakdown of operating expenditure incurred in the current disclosure year. GDBs must provide explanatory comment on their operational expenditure in Schedule 14 (Explanatory notes to templates). This includes explanatory comment on any atypical operating expenditure and assets replaced or renewed as part of asset replacement and renewal operational expenditure, and additional information on insurance. This information is part of audited disclosure information (as defined in section 1.4 of the ID determination), and so is subject to the assurance report required by section 2.8.
sch ref
7 | 6b(i): Operational Expenditure |  |  |  |  | ($000) | ($000)
8 |  |  | Service interruptions, incidents and emergencies |  |  | 3966
9 |  |  | Routine and corrective maintenance and inspection |  |  | 3978
10 |  |  | Asset replacement and renewal |  |  | 0
11 |  | Network opex |  |  |  |  | 7944
12 |  |  | System operations and network support |  |  | 3692.0651
13 |  |  | Business support |  |  | 6021
14 |  | Non-network opex |  |  |  |  | 9713.0651
15
16 |  | Operational expenditure |  |  |  |  | 17657.0651
17 | 6b(ii): Subcomponents of Operational Expenditure (where known)
18 |  |  | Research and development |  |  |  | 0
19 |  |  | Insurance |  |  |  | 225

## GasNet s6b DY2014
|  |  |  | Company Name | GasNet Limited
|  |  |  | For Year Ended | 2014-06-30
SCHEDULE 6b: REPORT ON OPERATIONAL EXPENDITURE FOR THE DISCLOSURE YEAR
This schedule requires a breakdown of operating expenditure incurred in the current disclosure year. GDBs must provide explanatory comment on their operational expenditure in Schedule 14 (Explanatory notes to templates). This includes explanatory comment on any atypical operating expenditure and assets replaced or renewed as part of asset replacement and renewal operational expenditure, and additional information on insurance. This information is part of audited disclosure information (as defined in section 1.4 of the ID determination), and so is subject to the assurance report required by section 2.8.
sch ref
7 | 6b(i): Operational Expenditure |  |  |  |  | ($000) | ($000)
8 |  |  | Service interruptions, incidents and emergencies |  |  | 51
9 |  |  | Routine and corrective maintenance and inspection |  |  | 80
10 |  |  | Asset replacement and renewal |  |  | 0
11 |  | Network opex |  |  |  |  | 131
12 |  |  | System operations and network support |  |  | 672
13 |  |  | Business support |  |  | 757
14 |  | Non-network opex |  |  |  |  | 1429
15
16 |  | Operational expenditure |  |  |  |  | 1560
17 | 6b(ii): Subcomponents of Operational Expenditure (where known)
18 |  |  | Research and development |  |  |  | 0
19 |  |  | Insurance |  |  |  | 209

## Powerco s6b DY2014
|  |  |  | Company Name | Powerco Limited
|  |  |  | For Year Ended | 2014-09-30
SCHEDULE 6b: REPORT ON OPERATIONAL EXPENDITURE FOR THE DISCLOSURE YEAR
This schedule requires a breakdown of operating expenditure incurred in the current disclosure year. GDBs must provide explanatory comment on their operational expenditure in Schedule 14 (Explanatory notes to templates). This includes explanatory comment on any atypical operating expenditure and assets replaced or renewed as part of asset replacement and renewal operational expenditure, and additional information on insurance. This information is part of audited disclosure information (as defined in section 1.4 of the ID determination), and so is subject to the assurance report required by section 2.8.
sch ref
7 | 6b(i): Operational Expenditure |  |  |  |  | ($000) | ($000)
8 |  |  | Service interruptions, incidents and emergencies |  |  | 357.7405
9 |  |  | Routine and corrective maintenance and inspection |  |  | 2176.727
10 |  |  | Asset replacement and renewal |  |  | 2661.5364
11 |  | Network opex |  |  |  |  | 5196.004
12 |  |  | System operations and network support |  |  | 3922.9228
13 |  |  | Business support |  |  | 6072.0162
14 |  | Non-network opex |  |  |  |  | 9994.939
15
16 |  | Operational expenditure |  |  |  |  | 15190.9429
17 | 6b(ii): Subcomponents of Operational Expenditure (where known)
18 |  |  | Research and development |  |  |  | 0
19 |  |  | Insurance |  |  |  | 126.9163

## Vector GDB s6b DY2014
|  |  |  | Company Name | Vector - gas distribution business
|  |  |  | For Year Ended | 2014-06-30
SCHEDULE 6b: REPORT ON OPERATIONAL EXPENDITURE FOR THE DISCLOSURE YEAR
This schedule requires a breakdown of operating expenditure incurred in the current disclosure year. GDBs must provide explanatory comment on their operational expenditure in Schedule 14 (Explanatory notes to templates). This includes explanatory comment on any atypical operating expenditure and assets replaced or renewed as part of asset replacement and renewal operational expenditure, and additional information on insurance. This information is part of audited disclosure information (as defined in section 1.4 of the ID determination), and so is subject to the assurance report required by section 2.8.
sch ref
7 | 6b(i): Operational Expenditure |  |  |  |  | ($000) | ($000)
8 |  |  | Service interruptions, incidents and emergencies |  |  | 3732
9 |  |  | Routine and corrective maintenance and inspection |  |  | 3782
10 |  |  | Asset replacement and renewal |  |  | 0
11 |  | Network opex |  |  |  |  | 7514
12 |  |  | System operations and network support |  |  | 2655
13 |  |  | Business support |  |  | 6297
14 |  | Non-network opex |  |  |  |  | 8952
15
16 |  | Operational expenditure |  |  |  |  | 16466
17 | 6b(ii): Subcomponents of Operational Expenditure (where known)
18 |  |  | Research and development |  |  |  | 0
19 |  |  | Insurance |  |  |  | 224

## GasNet s7 DY2013
[5 empty] | Company Name | GasNet Limited
[5 empty] | For Year Ended | 2013-06-30
SCHEDULE 7: COMPARISON OF FORECASTS TO ACTUAL EXPENDITURE
This schedule compares actual revenue and expenditure to the previous forecasts that were made for the disclosure year. Accordingly, this schedule requires the forecast revenue and expenditure information from previous disclosures to be inserted.
GDBs must provide explanatory comment on the variance between actual and target revenue and forecast expenditure in Schedule 14 (Mandatory Explanatory Notes). This information is part of the audited disclosure information (as defined in section 1.4 of the ID determination), and so is subject to the assurance report required by section 2.8. For the purpose of this audit, target revenue and forecast expenditures only need to be verified back to previous disclosures.
sch ref
8 | 7(i): Revenue |  |  |  |  | Target ($000) ¹ | Actual ($000) | % variance
9 |  |  | Line charge revenue |  |  | 4650 | 4476 | -3.742%
10 | 7(ii): Expenditure on Assets |  |  |  |  | Forecast ($000) ² | Actual ($000) | % variance
11 |  |  | Consumer connection |  |  | 70 | 70 | 0%
12 |  |  | System growth |  |  | 29 | 34 | 17.24%
13 |  |  | Asset replacement and renewal |  |  | 384 | 382 | -0.5208%
14 |  |  | Asset relocations |  |  | 0 | 0 | 0%
15 |  |  | Reliability, safety and environment:
16 |  |  |  | Quality of supply |  | 91 | 90 | -1.099%
17 |  |  |  | Legislative and regulatory |  | 0 | 0 | 0%
18 |  |  |  | Other reliability, safety and environment |  | 27 | 34 | 25.93%
19 |  |  | Total reliability, safety and environment |  |  | 118 | 124 | 5.085%
|  | Expenditure on network assets |  |  |  | 601 | 610 | 1.498%
21 |  |  | Non-network capex |  |  | 76 | 66 | -13.16%
22 |  | Expenditure on assets |  |  |  | 677 | 676 | -0.1477%
23 | 7(iii): Operational Expenditure
24 |  |  | Service interruptions, incidents and emergencies |  |  | 40 | 43 | 7.5%
25 |  |  | Routine and corrective maintenance and inspection |  |  | 81 | 79 | -2.469%
26 |  |  | Asset replacement and renewal |  |  | 0 | 0 | 0%
27 |  | Network opex |  |  |  | 121 | 122 | 0.8264%
28 |  |  | System operations and network support |  |  | 665 | 663 | -0.3008%
29 |  |  | Business support |  |  | 858 | 837 | -2.448%
30 |  | Non-network opex |  |  |  | 1523 | 1500 | -1.51%
31 |  | Operational expenditure |  |  |  | 1644 | 1622 | -1.338%
32 | 7(iv): Subcomponents of Expenditure on Assets (where known)
33 |  |  | Research and development |  |  | 0 | 0 | 0%
34 | 7(v): Subcomponents of Operational Expenditure (where known)
35 |  |  | Research and development |  |  | 0 | 0 | 0%
36 |  |  | Insurance |  |  | 178 | 204 | 14.61%
37 | 1 From the nominal dollar target revenue for the disclosure year disclosed under clause 2.4.3(3) of the Determination
38 | 2 From the nominal dollar expenditure forecast and disclosed in the second to last AMP as the year CY+1 forecast

## Powerco s7 DY2013
[5 empty] | Company Name | Powerco Limited
[5 empty] | For Year Ended | 2013-09-30
SCHEDULE 7: COMPARISON OF FORECASTS TO ACTUAL EXPENDITURE
This schedule compares actual revenue and expenditure to the previous forecasts that were made for the disclosure year. Accordingly, this schedule requires the forecast revenue and expenditure information from previous disclosures to be inserted.
GDBs must provide explanatory comment on the variance between actual and target revenue and forecast expenditure in Schedule 14 (Mandatory Explanatory Notes).
sch ref
8 | 7(i): Revenue |  |  |  |  | Target ($000) ¹ | Actual ($000) | % variance
9 |  |  | Line charge revenue |  |  | 46079.469 | 44911.1113 | -2.536%
10 | 7(ii): Expenditure on Assets |  |  |  |  | Forecast ($000) ² | Actual ($000) | % variance
11 |  |  | Consumer connection |  |  | 0 | 4134.3713 | 0%
12 |  |  | System growth |  |  | 0 | 653.8378 | 0%
13 |  |  | Asset replacement and renewal |  |  | 0 | 621.7646 | 0%
14 |  |  | Asset relocations |  |  | 0 | 99.8984 | 0%
15 |  |  | Reliability, safety and environment:
16 |  |  |  | Quality of supply |  | 0 | 179.918 | 0%
17 |  |  |  | Legislative and regulatory |  | 0 | 0 | 0%
18 |  |  |  | Other reliability, safety and environment |  | 0 | 126.0607 | 0%
19 |  |  | Total reliability, safety and environment |  |  | 0 | 305.9787 | 0%
|  | Expenditure on network assets |  |  |  | 9821.1515 | 5815.8509 | -40.78%
21 |  |  | Non-network capex |  |  | 1537.5797 | 1566.5381 | 1.883%
22 |  | Expenditure on assets |  |  |  | 11358.7312 | 7382.3889 | -35.01%
23 | 7(iii): Operational Expenditure
24 |  |  | Service interruptions, incidents and emergencies |  |  | 0 | 397.0586 | 0%
25 |  |  | Routine and corrective maintenance and inspection |  |  | 0 | 2350.017 | 0%
26 |  |  | Asset replacement and renewal |  |  | 0 | 1548.6053 | 0%
27 |  | Network opex |  |  |  | 0 | 4295.6809 | 0%
28 |  |  | System operations and network support |  |  | 0 | 4143.8063 | 0%
29 |  |  | Business support |  |  | 0 | 5864.2335 | 0%
30 |  | Non-network opex |  |  |  | 0 | 10008.0398 | 0%
31 |  | Operational expenditure |  |  |  | 15959.6103 | 14303.7207 | -10.38%
32 | 7(iv): Subcomponents of Expenditure on Assets (where known)
33 |  |  | Research and development |  |  | 0 | 0 | 0%
34 | 7(v): Subcomponents of Operational Expenditure (where known)
35 |  |  | Research and development |  |  | 0 | 0 | 0%
36 |  |  | Insurance |  |  | 262.3086 | 236.77 | -9.736%
37 | 1 From the nominal dollar target revenue for the disclosure year disclosed under clause 2.4.3(3) of the Determination
38 | 2 From the nominal dollar expenditure forecast and disclosed in the second to last AMP as the year CY+1 forecast

## Vector GDB s7 DY2013
[5 empty] | Company Name | Vector - gas distribution business
[5 empty] | For Year Ended | 2013-06-30
SCHEDULE 7: COMPARISON OF FORECASTS TO ACTUAL EXPENDITURE
This schedule compares actual revenue and expenditure to the previous forecasts that were made for the disclosure year. Accordingly, this schedule requires the forecast revenue and expenditure information from previous disclosures to be inserted.
GDBs must provide explanatory comment on the variance between actual and target revenue and forecast expenditure in Schedule 14 (Mandatory Explanatory Notes). This information is part of the audited disclosure information (as defined in section 1.4 of the ID determination), and so is subject to the assurance report required by section 2.8. For the purpose of this audit, target revenue and forecast expenditures only need to be verified back to previous disclosures.
sch ref
8 | 7(i): Revenue |  |  |  |  | Target ($000) ¹ | Actual ($000) | % variance
9 |  |  | Line charge revenue |  |  | 89900 | 86508 | -3.773%
10 | 7(ii): Expenditure on Assets |  |  |  |  | Forecast ($000) ² | Actual ($000) | % variance
11 |  |  | Consumer connection |  |  |  | 10322 | 0%
12 |  |  | System growth |  |  |  | 649 | 0%
13 |  |  | Asset replacement and renewal |  |  |  | 9933 | 0%
14 |  |  | Asset relocations |  |  |  | 1215 | 0%
15 |  |  | Reliability, safety and environment:
16 |  |  |  | Quality of supply |  |  | 425 | 0%
17 |  |  |  | Legislative and regulatory |  |  | 0 | 0%
18 |  |  |  | Other reliability, safety and environment |  |  | 20 | 0%
19 |  |  | Total reliability, safety and environment |  |  | 0 | 445 | 0%
|  | Expenditure on network assets |  |  |  | 20865 | 22564 | 8.143%
21 |  |  | Non-network capex |  |  |  | 1763 | 0%
22 |  | Expenditure on assets |  |  |  |  | 24327 | 0%
23 | 7(iii): Operational Expenditure
24 |  |  | Service interruptions, incidents and emergencies |  |  |  | 3966 | 0%
25 |  |  | Routine and corrective maintenance and inspection |  |  |  | 3978 | 0%
26 |  |  | Asset replacement and renewal |  |  |  | 0 | 0%
27 |  | Network opex |  |  |  | 0 | 7944 | 0%
28 |  |  | System operations and network support |  |  |  | 3692.0651 | 0%
29 |  |  | Business support |  |  |  | 6021 | 0%
30 |  | Non-network opex |  |  |  | 0 | 9713.0651 | 0%
31 |  | Operational expenditure |  |  |  | 23949 | 17657.0651 | -26.27%
32 | 7(iv): Subcomponents of Expenditure on Assets (where known)
33 |  |  | Research and development |  |  |  | 0 | 0%
34 | 7(v): Subcomponents of Operational Expenditure (where known)
35 |  |  | Research and development |  |  |  | 0 | 0%
36 |  |  | Insurance |  |  |  | 225 | 0%
37 | 1 From the nominal dollar target revenue for the disclosure year disclosed under clause 2.4.3(3) of the Determination
38 | 2 From the nominal dollar expenditure forecast and disclosed in the second to last AMP as the year CY+1 forecast

## GasNet s7 DY2014
[5 empty] | Company Name | GasNet Limited
[5 empty] | For Year Ended | 2014-06-30
SCHEDULE 7: COMPARISON OF FORECASTS TO ACTUAL EXPENDITURE
This schedule compares actual revenue and expenditure to the previous forecasts that were made for the disclosure year. Accordingly, this schedule requires the forecast revenue and expenditure information from previous disclosures to be inserted.
GDBs must provide explanatory comment on the variance between actual and target revenue and forecast expenditure in Schedule 14 (Mandatory Explanatory Notes). This information is part of the audited disclosure information (as defined in section 1.4 of the ID determination), and so is subject to the assurance report required by section 2.8. For the purpose of this audit, target revenue and forecast expenditures only need to be verified back to previous disclosures.
sch ref
8 | 7(i): Revenue |  |  |  |  | Target ($000) ¹ | Actual ($000) | % variance
9 |  |  | Line charge revenue |  |  | 4737 | 4439 | -6.291%
10 | 7(ii): Expenditure on Assets |  |  |  |  | Forecast ($000) ² | Actual ($000) | % variance
11 |  |  | Consumer connection |  |  | 77 | 105 | 36.36%
12 |  |  | System growth |  |  | 27 | 28 | 3.704%
13 |  |  | Asset replacement and renewal |  |  | 401 | 428 | 6.733%
14 |  |  | Asset relocations |  |  | 0 | 10 | 0%
15 |  |  | Reliability, safety and environment:
16 |  |  |  | Quality of supply |  | 32 | 30 | -6.25%
17 |  |  |  | Legislative and regulatory |  | 0 | 0 | 0%
18 |  |  |  | Other reliability, safety and environment |  | 39 | 29 | -25.64%
19 |  |  | Total reliability, safety and environment |  |  | 71 | 59 | -16.9%
|  | Expenditure on network assets |  |  |  | 576 | 630 | 9.375%
21 |  |  | Non-network capex |  |  | 120 | 100 | -16.67%
22 |  | Expenditure on assets |  |  |  | 696 | 730 | 4.885%
23 | 7(iii): Operational Expenditure
24 |  |  | Service interruptions, incidents and emergencies |  |  | 41 | 51 | 24.39%
25 |  |  | Routine and corrective maintenance and inspection |  |  | 82 | 80 | -2.439%
26 |  |  | Asset replacement and renewal |  |  | 0 | 0 | 0%
27 |  | Network opex |  |  |  | 123 | 131 | 6.504%
28 |  |  | System operations and network support |  |  | 678 | 672 | -0.885%
29 |  |  | Business support |  |  | 965 | 757 | -21.55%
30 |  | Non-network opex |  |  |  | 1643 | 1429 | -13.02%
31 |  | Operational expenditure |  |  |  | 1766 | 1560 | -11.66%
32 | 7(iv): Subcomponents of Expenditure on Assets (where known)
33 |  |  | Research and development |  |  | 0 | 0 | 0%
34 | 7(v): Subcomponents of Operational Expenditure (where known)
35 |  |  | Research and development |  |  | 0 | 0 | 0%
36 |  |  | Insurance |  |  | 191 | 209 | 9.424%
37 | 1 From the nominal dollar target revenue for the disclosure year disclosed under clause 2.4.3(3) of the Determination
38 | 2 From the nominal dollar expenditure forecast and disclosed in the second to last AMP as the year CY+1 forecast

## Powerco s7 DY2014
[5 empty] | Company Name | Powerco Limited
[5 empty] | For Year Ended | 2014-09-30
SCHEDULE 7: COMPARISON OF FORECASTS TO ACTUAL EXPENDITURE
This schedule compares actual revenue and expenditure to the previous forecasts that were made for the disclosure year. Accordingly, this schedule requires the forecast revenue and expenditure information from previous disclosures to be inserted.
GDBs must provide explanatory comment on the variance between actual and target revenue and forecast expenditure in Schedule 14 (Mandatory Explanatory Notes). This information is part of the audited disclosure information (as defined in section 1.4 of the ID determination), and so is subject to the assurance report required by section 2.8. For the purpose of this audit, target revenue and forecast expenditures only need to be verified back to previous disclosures.
sch ref
8 | 7(i): Revenue |  |  |  |  | Target ($000) ¹ | Actual ($000) | % variance
9 |  |  | Line charge revenue |  |  | 50000 | 49143.9002 | -1.712%
10 | 7(ii): Expenditure on Assets |  |  |  |  | Forecast ($000) ² | Actual ($000) | % variance
11 |  |  | Consumer connection |  |  | 3707.3343 | 4168.5475 | 12.44%
12 |  |  | System growth |  |  | 3176.6903 | 319.3618 | -89.95%
13 |  |  | Asset replacement and renewal |  |  | 1735.6434 | 852.5397 | -50.88%
14 |  |  | Asset relocations |  |  | 115.7096 | 68.8526 | -40.5%
15 |  |  | Reliability, safety and environment:
16 |  |  |  | Quality of supply |  | 2534.0394 | 2236.299 | -11.75%
17 |  |  |  | Legislative and regulatory |  | 0 | 0 | 0%
18 |  |  |  | Other reliability, safety and environment |  | 1619.9338 | 1438.9725 | -11.17%
19 |  |  | Total reliability, safety and environment |  |  | 4153.9732 | 3675.2715 | -11.52%
|  | Expenditure on network assets |  |  |  | 12889.3508 | 9084.5732 | -29.52%
21 |  |  | Non-network capex |  |  | 859.1918 | 1544.3525 | 79.74%
22 |  | Expenditure on assets |  |  |  | 13748.5426 | 10628.9256 | -22.69%
23 | 7(iii): Operational Expenditure
24 |  |  | Service interruptions, incidents and emergencies |  |  | 350.0483 | 357.7405 | 2.197%
25 |  |  | Routine and corrective maintenance and inspection |  |  | 2342.235 | 2176.727 | -7.066%
26 |  |  | Asset replacement and renewal |  |  | 2831.2731 | 2661.5364 | -5.995%
27 |  | Network opex |  |  |  | 5523.5564 | 5196.004 | -5.93%
28 |  |  | System operations and network support |  |  | 4183.046 | 3922.9228 | -6.219%
29 |  |  | Business support |  |  | 6674.3251 | 6072.0162 | -9.024%
30 |  | Non-network opex |  |  |  | 10857.3711 | 9994.939 | -7.943%
31 |  | Operational expenditure |  |  |  | 16380.9276 | 15190.9429 | -7.264%
32 | 7(iv): Subcomponents of Expenditure on Assets (where known)
33 |  |  | Research and development |  |  | 0 | 0 | 0%
34 | 7(v): Subcomponents of Operational Expenditure (where known)
35 |  |  | Research and development |  |  | 0 | 0 | 0%
36 |  |  | Insurance |  |  | 280.2375 | 126.9163 | -54.71%
37 | 1 From the nominal dollar target revenue for the disclosure year disclosed under clause 2.4.3(3) of the Determination
38 | 2 From the nominal dollar expenditure forecast and disclosed in the second to last AMP as the year CY+1 forecast

## Vector GDB s7 DY2014
[5 empty] | Company Name | Vector - gas distribution business
[5 empty] | For Year Ended | 2014-06-30
SCHEDULE 7: COMPARISON OF FORECASTS TO ACTUAL EXPENDITURE
This schedule compares actual revenue and expenditure to the previous forecasts that were made for the disclosure year. Accordingly, this schedule requires the forecast revenue and expenditure information from previous disclosures to be inserted.
GDBs must provide explanatory comment on the variance between actual and target revenue and forecast expenditure in Schedule 14 (Mandatory Explanatory Notes). This information is part of the audited disclosure information (as defined in section 1.4 of the ID determination), and so is subject to the assurance report required by section 2.8. For the purpose of this audit, target revenue and forecast expenditures only need to be verified back to previous disclosures.
sch ref
8 | 7(i): Revenue |  |  |  |  | Target ($000) ¹ | Actual ($000) | % variance
9 |  |  | Line charge revenue |  |  | 69155 | 74664 | 7.966%
10 | 7(ii): Expenditure on Assets |  |  |  |  | Forecast ($000) ² | Actual ($000) | % variance
11 |  |  | Consumer connection |  |  | 10445.7057 | 16316.4893 | 56.2%
12 |  |  | System growth |  |  | 3688.528 | 1432 | -61.18%
13 |  |  | Asset replacement and renewal |  |  | 12858.3445 | 9686 | -24.67%
14 |  |  | Asset relocations |  |  | 4006.4944 | 2294 | -42.74%
15 |  |  | Reliability, safety and environment:
16 |  |  |  | Quality of supply |  | 613.3505 | 653.7331 | 6.584%
17 |  |  |  | Legislative and regulatory |  | 0 | 0 | 0%
18 |  |  |  | Other reliability, safety and environment |  | 0 | 838.395 | 0%
19 |  |  | Total reliability, safety and environment |  |  | 613.3505 | 1492.1281 | 143.3%
|  | Expenditure on network assets |  |  |  | 31612.4231 | 31220.6174 | -1.239%
21 |  |  | Non-network capex |  |  | 1708.0372 | 1300 | -23.89%
22 |  | Expenditure on assets |  |  |  | 33320.4603 | 32520.6174 | -2.4%
23 | 7(iii): Operational Expenditure
24 |  |  | Service interruptions, incidents and emergencies |  |  | 4149 | 3732 | -10.05%
25 |  |  | Routine and corrective maintenance and inspection |  |  | 4704 | 3782 | -19.6%
26 |  |  | Asset replacement and renewal |  |  | 0 | 0 | 0%
27 |  | Network opex |  |  |  | 8853 | 7514 | -15.12%
28 |  |  | System operations and network support |  |  | 4146 | 2655 | -35.96%
29 |  |  | Business support |  |  | 8210 | 6297 | -23.3%
30 |  | Non-network opex |  |  |  | 12356 | 8952 | -27.55%
31 |  | Operational expenditure |  |  |  | 21209 | 16466 | -22.36%
32 | 7(iv): Subcomponents of Expenditure on Assets (where known)
33 |  |  | Research and development |  |  | 0 | 0 | 0%
34 | 7(v): Subcomponents of Operational Expenditure (where known)
35 |  |  | Research and development |  |  | 0 | 0 | 0%
36 |  |  | Insurance |  |  | 239 | 224 | -6.276%
37 | 1 From the nominal dollar target revenue for the disclosure year disclosed under clause 2.4.3(3) of the Determination
38 | 2 From the nominal dollar expenditure forecast and disclosed in the second to last AMP as the year CY+1 forecast

## GasNet s8 DY2012
[9 empty] | Company Name | GasNet Limited
[9 empty] | For Year Ended | 2012-06-30
Network / Sub-Network Name
SCHEDULE 8: REPORT ON BILLED QUANTITIES AND LINE CHARGE REVENUES
This schedule requires the billed quantities and associated line charge revenues for the disclosure year for each consumer group or price category code used by the GDB in its pricing schedules. Information is also required on the number of ICPs that are included in each consumer group or price category code, and the energy delivered to these ICPs.
sch ref
8 | 8(i): Billed quantities by price component
9 | [7 empty] | Billed quantities by price component |  |  |  |  | Add extra columns for additional billed quantities by price component as necessary
10 | [6 empty] | Price component | Fixed Charge (July 2011 to September 2011) | Fixed Charge (October 2011 to July 2012) | Variable Charge (July 2011 to September 2011) | Variable Charge (October 2011 to July 2012)
11 |  | Consumer group name or price category code | Consumer type or types (eg, residential, commercial, etc.) | Standard or non-standard consumer group (specify) | Average no. of ICPs in disclosure year | Quantity of gas delivered to ICPs (TJ per annum) in disclosure year | Unit charging basis (eg, days, GJ, etc.) | Days | Days | GJ | GJ
12
13 |  | M6 (Active) | Residential and Commercial | Standard | 9557 | 243 |  | 881549 | 2616380 | 95264.1072 | 148047.156
14 |  | M6 (Inactive) | Residential and Commercial | Standard | 337 | 0 |  | 29624 | 93708 | 0 | 0
15 |  | M12 | Residential and Commercial | Standard | 273 | 22 |  | 24981 | 75022 | 7796.812 | 14138.1928
16 |  | M23 | Commercial and Industrial | Standard | 69 | 25 |  | 6253 | 18993 | 7872.751 | 17041.302
17 |  | M33 | Commercial and Industrial | Standard | 15 | 5 |  | 1380 | 4110 | 2118.566 | 3167.601
18 |  | M43 | Commercial and Industrial | Standard | 30 | 16 |  | 2729 | 8202 | 5549.762 | 10823.751
19 |  | M85 | Commercial and Industrial | Standard | 25 | 40 |  | 2208 | 6802 | 11127.61 | 28419.655
20 |  | M142 | Commercial and Industrial | Standard | 10 | 28 |  | 1015 | 2795 | 8044.796 | 19675.309
21 |  | M200 | Commercial and Industrial | Standard | 1 | 3 |  | 92 | 274 | 525.51 | 2587.99
22 |  | M450 | Commercial and Industrial | Standard | 1 | 1 |  | 92 | 274 | 180.992 | 650.567
23 |  | C12323 | Industrial | Non-standard | 1 | 150 |  | 92 | 274 | 35463.916 | 114694.721
|  | C12328 | Industrial | Non-standard | 1 | 6 |  | 92 | 274 | 1244.576 | 4736.675
|  | C12329 | Industrial | Non-standard | 1 | 61 |  | 92 | 274 | 16117.502 | 44392.065
|  | C12337 | Industrial | Non-standard | 1 | 30 |  | 92 | 274 | 8053.082 | 21854.268
|  | C14688 | Industrial | Non-standard | 1 | 65 |  | 92 | 274 | 18815.977 | 46331.9853
|  | C14691 | Industrial | Non-standard | 1 | 22 |  | 92 | 274 | 4841.589 | 16673.42
|  | C16459 | Industrial | Non-standard | 1 | 37 |  | 92 | 274 | 11614.057 | 24971.507
|  | C17499 | Industrial | Non-standard | 1 | 20 |  | 92 | 274 | 6343.32 | 13157.558
|  | C19475 | Industrial | Non-standard | 0 | 2 |  | 92 | 0 | 2352.19 | 0
|  | C26262 | Industrial | Non-standard | 1 | 30 |  | 92 | 274 | 7187.664 | 22586.416
|  | C26444 | Industrial | Non-standard | 1 | 168 |  | 92 | 274 | 40103.737 | 127415.654
|  | C26779 | Industrial | Non-standard | 1 | 18 |  | 92 | 274 | 5977.232 | 12443.566
24 |  | C31266 | Industrial | Non-standard | 1 | 185 |  | 92 | 274 | 31949.701 | 152706.282
25 |  | Add extra rows for additional consumer groups or price category codes as necessary
26 |  |  |  | Standard consumer totals | 10318 | 383 |  | 949923 | 2826560 | 138480.9062 | 244551.5238
27 |  |  |  | Non-standard consumer totals | 12 | 794 |  | 1196 | 3288 | 190064.543 | 601964.1173
28 |  |  |  | Total for all consumers | 10330 | 1177 |  | 951119 | 2829848 | 328545.4492 | 846515.6411 | 0
29
38 | 8(ii): Line charge revenues ($000) by price component
39 | [7 empty] | Line charge revenues by price component |  |  |  |  | Add extra columns for additional line charge revenues by price component as necessary
40 | [6 empty] | Price component | Fixed Charge (July 2011 to September 2011) | Fixed Charge (October 2011 to July 2012) | Variable Charge (July 2011 to September 2011) | Variable Charge (October 2011 to July 2012)
41 |  | Consumer group name or price category code | Consumer type or types (eg, residential, commercial, etc.) | Standard or non-standard consumer group (specify) | Total line charge revenue in disclosure year | Notional revenue foregone (if applicable) | Rate (eg, $/day, $/GJ, etc.) | $/day | $/day | $/GJ | $/GJ
42
43 |  | M6 (Active) | Residential and Commercial | Standard | 3158 |  |  | 406 | 1256 | 572 | 924
44 |  | M6 (Inactive) | Residential and Commercial | Standard | 59 |  |  | 14 | 45 | 0 | 0
45 |  | M12 | Residential and Commercial | Standard | 169 |  |  | 8 | 26 | 47 | 88
46 |  | M23 | Commercial and Industrial | Standard | 166 |  |  | 3 | 10 | 47 | 106
47 |  | M33 | Commercial and Industrial | Standard | 37 |  |  | 1 | 3 | 13 | 20
48 |  | M43 | Commercial and Industrial | Standard | 110 |  |  | 2 | 7 | 33 | 68
49 |  | M85 | Commercial and Industrial | Standard | 253 |  |  | 2 | 7 | 67 | 177
50 |  | M142 | Commercial and Industrial | Standard | 179 |  |  | 2 | 6 | 48 | 123
51 |  | M200 | Commercial and Industrial | Standard | 20 |  |  | 0 | 1 | 3 | 16
52 |  | M450 | Commercial and Industrial | Standard | 6 |  |  | 0 | 1 | 1 | 4
53 |  | C12323 | Industrial | Non-standard | 20 |  |  | 5 | 15 | 0 | 0
|  | C12328 | Industrial | Non-standard | 25 |  |  | 6 | 19 | 0 | 0
|  | C12329 | Industrial | Non-standard | 3 |  |  | 1 | 2 | 0 | 0
|  | C12337 | Industrial | Non-standard | 8 |  |  | 2 | 6 | 0 | 0
|  | C14688 | Industrial | Non-standard | 55 |  |  | 13 | 42 | 0 | 0
|  | C14691 | Industrial | Non-standard | 48 |  |  | 12 | 36 | 0 | 0
|  | C16459 | Industrial | Non-standard | 5 |  |  | 1 | 4 | 0 | 0
|  | C17499 | Industrial | Non-standard | 49 |  |  | 12 | 37 | 0 | 0
|  | C19475 | Industrial | Non-standard | 9 |  |  | 9 | 0 | 0 | 0
|  | C26262 | Industrial | Non-standard | 11 |  |  | 3 | 8 | 0 | 0
|  | C26444 | Industrial | Non-standard | 9 |  |  | 2 | 7 | 0 | 0
|  | C26779 | Industrial | Non-standard | 95 |  |  | 23 | 72 | 0 | 0
54 |  | C31266 | Industrial | Non-standard | 20 |  |  | 5 | 15 | 0 | 0
55 |  | Add extra rows for additional consumer groups or price category codes as necessary
56 |  |  |  | Standard consumer totals | 4157 |  |  | 438 | 1362 | 831 | 1526
57 |  |  |  | Non-standard consumer totals | 357 |  |  | 94 | 263 | 0 | 0
58 |  |  |  | Total for all consumers | 4514 | 0 |  | 532 | 1625 | 831 | 1526 | 0

## Powerco s8 Central DY2012
[9 empty] | Company Name | Powerco Limited
[9 empty] | For Year Ended | 2012-09-30
[9 empty] | Network / Sub-Network Name | Central Network
SCHEDULE 8: REPORT ON BILLED QUANTITIES AND LINE CHARGE REVENUES
This schedule requires the billed quantities and associated line charge revenues for the disclosure year for each consumer group or price category code used by the GDB in its pricing schedules. Information is also required on the number of ICPs that are included in each consumer group or price category code, and the energy delivered to these ICPs.
sch ref
8 | 8(i): Billed quantities by price component
9 | [7 empty] | Billed quantities by price component |  |  |  |  | Add extra columns for additional billed quantities by price component as necessary
10 | [6 empty] | Price component | Fixed | Variable
11 |  | Consumer group name or price category code | Consumer type or types (eg, residential, commercial, etc.) | Standard or non-standard consumer group (specify) | Average no. of ICPs in disclosure year | Quantity of gas delivered to ICPs (TJ per annum) in disclosure year | Unit charging basis (eg, days, GJ, etc.) | days | GJ
12
13 |  | G06 | Residential | Standard | 11955 | 155.976 |  |  | 155976.012
14 |  | G11 | Residential / Small Commercial | Standard | 31192 | 995.3082 |  | 11385080 | 995308.215
15 |  | G12 | Commercial | Standard | 640.5 | 190.9669 |  | 233782.5 | 190966.924
16 |  | G14 | Commercial | Standard | 283.5 | 240.0159 |  | 103477.5 | 240015.864
17 |  | G16 | Commercial | Standard | 175.5 | 316.7579 |  | 64057.5 | 316757.931
18 |  | G18 | Commercial | Standard | 35 | 114.6309 |  | 12775 | 114630.857
19 |  | G30 | Commercial | Non-standard | 24 | 141.2386 |  | 3619.5833 | 141238.599
20 |  | G40 | Industrial | Non-standard | 73 | 3237.6522 |  | 31724.5833 | 3237652.181
21 |  |  |  | [Select one]
22 |  |  |  | [Select one]
23 |  |  |  | [Select one]
24 |  |  |  | [Select one]
25 |  | Add extra rows for additional consumer groups or price category codes as necessary
26 |  |  |  | Standard consumer totals | 44281.5 | 2013.6558 |  | 11799172.5 | 2013655.803
27 |  |  |  | Non-standard consumer totals | 97 | 3378.8908 |  | 35344.1667 | 3378890.78
28 |  |  |  | Total for all consumers | 44378.5 | 5392.5466 |  | 11834516.6667 | 5392546.583 | 0 | 0 | 0
29
38 | 8(ii): Line charge revenues ($000) by price component
39 | [7 empty] | Line charge revenues by price component |  |  |  |  | Add extra columns for additional line charge revenues by price component as necessary
40 | [6 empty] | Price component | Fixed | Variable
41 |  | Consumer group name or price category code | Consumer type or types (eg, residential, commercial, etc.) | Standard or non-standard consumer group (specify) | Total line charge revenue in disclosure year | Notional revenue foregone (if applicable) | Rate (eg, $/day, $/GJ, etc.) | $/day | $/GJ
42
43 |  | G06 | Residential | Standard | 2274.732 | 0 |  | 0 | 2274.732
44 |  | G11 | Residential / Small Commercial | Standard | 9616.288 | 0 |  | 5709.3904 | 3906.8976
45 |  | G12 | Commercial | Standard | 966.4959 | 0 |  | 326.2877 | 640.2082
46 |  | G14 | Commercial | Standard | 920.0121 | 0 |  | 381.3931 | 538.619
47 |  | G16 | Commercial | Standard | 1173.7664 | 0 |  | 266.5867 | 907.1797
48 |  | G18 | Commercial | Standard | 372.4619 | 0 |  | 116.1944 | 256.2675
49 |  | G30 | Commercial | Non-standard | 453.9325 | 0 |  | 119.2782 | 334.6542
50 |  | G40 | Industrial | Non-standard | 3104.3234 | 0 |  | 1300.5059 | 1803.8175
51 |  |  |  | [Select one] | 0
52 |  |  |  | [Select one] | 0
53 |  |  |  | [Select one] | 0
54 |  |  |  | [Select one] | 0
55 |  | Add extra rows for additional consumer groups or price category codes as necessary
56 |  |  |  | Standard consumer totals | 15323.7563 |  |  | 6799.8523 | 8523.904
57 |  |  |  | Non-standard consumer totals | 3558.2558 |  |  | 1419.7841 | 2138.4717
58 |  |  |  | Total for all consumers | 18882.0121 | 0 |  | 8219.6365 | 10662.3757 | 0 | 0 | 0

## Powerco s8 Lower DY2012
[9 empty] | Company Name | Powerco Limited
[9 empty] | For Year Ended | 2012-09-30
[9 empty] | Network / Sub-Network Name | Lower Network
SCHEDULE 8: REPORT ON BILLED QUANTITIES AND LINE CHARGE REVENUES
This schedule requires the billed quantities and associated line charge revenues for the disclosure year for each consumer group or price category code used by the GDB in its pricing schedules. Information is also required on the number of ICPs that are included in each consumer group or price category code, and the energy delivered to these ICPs.
sch ref
8 | 8(i): Billed quantities by price component
9 | [7 empty] | Billed quantities by price component |  |  |  |  | Add extra columns for additional billed quantities by price component as necessary
10 | [6 empty] | Price component | Fixed | Variable
11 |  | Consumer group name or price category code | Consumer type or types (eg, residential, commercial, etc.) | Standard or non-standard consumer group (specify) | Average no. of ICPs in disclosure year | Quantity of gas delivered to ICPs (TJ per annum) in disclosure year | Unit charging basis (eg, days, GJ, etc.) | days | GJ
12
13 |  | G06 | Residential | Standard | 12793 | 180.9103 |  |  | 180910.349
14 |  | G11 | Residential / Small Commercial | Standard | 44323 | 1766.5639 |  | 16177895 | 1766563.853
15 |  | G12 | Commercial | Standard | 983 | 231.3362 |  | 358795 | 231336.212
16 |  | G14 | Commercial | Standard | 252 | 194.3971 |  | 91980 | 194397.069
17 |  | G16 | Commercial | Standard | 108 | 233.6043 |  | 39420 | 233604.255
18 |  | G18 | Commercial | Standard | 23 | 67.3232 |  | 8395 | 67323.165
19 |  | G30 | Commercial | Non-standard | 113 | 365.9069 |  | 16029.5833 | 365906.899
20 |  | G40 | Industrial | Non-standard | 33.5 | 674.4669 |  | 5262.0833 | 674466.906
21 |  |  |  | [Select one]
22 |  |  |  | [Select one]
23 |  |  |  | [Select one]
24 |  |  |  | [Select one]
25 |  | Add extra rows for additional consumer groups or price category codes as necessary
26 |  |  |  | Standard consumer totals | 58482 | 2674.1349 |  | 16676485 | 2674134.903
27 |  |  |  | Non-standard consumer totals | 146.5 | 1040.3738 |  | 21291.6667 | 1040373.805
28 |  |  |  | Total for all consumers | 58628.5 | 3714.5087 |  | 16697776.6667 | 3714508.708 | 0 | 0 | 0
29
38 | 8(ii): Line charge revenues ($000) by price component
39 | [7 empty] | Line charge revenues by price component |  |  |  |  | Add extra columns for additional line charge revenues by price component as necessary
40 | [6 empty] | Price component | Fixed | Variable
41 |  | Consumer group name or price category code | Consumer type or types (eg, residential, commercial, etc.) | Standard or non-standard consumer group (specify) | Total line charge revenue in disclosure year | Notional revenue foregone (if applicable) | Rate (eg, $/day, $/GJ, etc.) | $/day | $/GJ
42
43 |  | G06 | Residential | Standard | 2882.3811 | 0 |  | 0 | 2882.3811
44 |  | G11 | Residential / Small Commercial | Standard | 17893.2119 | 0 |  | 8079.8119 | 9813.4
45 |  | G12 | Commercial | Standard | 1471.5718 | 0 |  | 249.5327 | 1222.0392
46 |  | G14 | Commercial | Standard | 1446.6991 | 0 |  | 447.9094 | 998.7897
47 |  | G16 | Commercial | Standard | 1368.2337 | 0 |  | 318.4835 | 1049.7502
48 |  | G18 | Commercial | Standard | 401.8559 | 0 |  | 105.1208 | 296.7351
49 |  | G30 | Commercial | Non-standard | 817.4804 | 0 |  | 245.3143 | 572.1661
50 |  | G40 | Industrial | Non-standard | 914.4422 | 0 |  | 221.2717 | 693.1705
51 |  |  |  | [Select one] | 0
52 |  |  |  | [Select one] | 0
53 |  |  |  | [Select one] | 0
54 |  |  |  | [Select one] | 0
55 |  | Add extra rows for additional consumer groups or price category codes as necessary
56 |  |  |  | Standard consumer totals | 25463.9536 | 0 |  | 9200.8583 | 16263.0952
57 |  |  |  | Non-standard consumer totals | 1731.9226 | 0 |  | 466.586 | 1265.3366
58 |  |  |  | Total for all consumers | 27195.8762 | 0 |  | 9667.4443 | 17528.4319 | 0 | 0 | 0

## Powerco s8 Total DY2012
[9 empty] | Company Name | Powerco Limited
[9 empty] | For Year Ended | 2012-09-30
[9 empty] | Network / Sub-Network Name | Powerco Limited
SCHEDULE 8: REPORT ON BILLED QUANTITIES AND LINE CHARGE REVENUES
This schedule requires the billed quantities and associated line charge revenues for the disclosure year for each consumer group or price category code used by the GDB in its pricing schedules. Information is also required on the number of ICPs that are included in each consumer group or price category code, and the energy delivered to these ICPs.
sch ref
8 | 8(i): Billed quantities by price component
9 | [7 empty] | Billed quantities by price component |  |  |  |  | Add extra columns for additional billed quantities by price component as necessary
10 | [6 empty] | Price component | Fixed | Variable
11 |  | Consumer group name or price category code | Consumer type or types (eg, residential, commercial, etc.) | Standard or non-standard consumer group (specify) | Average no. of ICPs in disclosure year | Quantity of gas delivered to ICPs (TJ per annum) in disclosure year | Unit charging basis (eg, days, GJ, etc.) | days | GJ
12
13 |  | G06 | Residential | Standard | 24748 | 336.8864 |  |  | 336886.361
14 |  | G11 | Residential / Small Commercial | Standard | 75515 | 2761.8721 |  | 27562975 | 2761872.068
15 |  | G12 | Commercial | Standard | 1623.5 | 422.3031 |  | 592577.5 | 422303.136
16 |  | G14 | Commercial | Standard | 535.5 | 434.4129 |  | 195457.5 | 434412.933
17 |  | G16 | Commercial | Standard | 283.5 | 550.3622 |  | 103477.5 | 550362.186
18 |  | G18 | Commercial | Standard | 58 | 181.954 |  | 21170 | 181954.022
19 |  | G30 | Commercial | Non-standard | 137 | 507.1455 |  | 36895.4167 | 507145.498
20 |  | G40 | Industrial | Non-standard | 106.5 | 3912.1191 |  | 31724.5833 | 3912119.087
21 |  |  |  | [Select one]
22 |  |  |  | [Select one]
23 |  |  |  | [Select one]
24 |  |  |  | [Select one]
25 |  | Add extra rows for additional consumer groups or price category codes as necessary
26 |  |  |  | Standard consumer totals | 102763.5 | 4687.7907 |  | 28475657.5 | 4687790.706
27 |  |  |  | Non-standard consumer totals | 243.5 | 4419.2646 |  | 68620 | 4419264.585
28 |  |  |  | Total for all consumers | 103007 | 9107.0553 |  | 28544277.5 | 9107055.291 | 0 | 0 | 0
29
38 | 8(ii): Line charge revenues ($000) by price component
39 | [7 empty] | Line charge revenues by price component |  |  |  |  | Add extra columns for additional line charge revenues by price component as necessary
40 | [6 empty] | Price component | Fixed | Variable
41 |  | Consumer group name or price category code | Consumer type or types (eg, residential, commercial, etc.) | Standard or non-standard consumer group (specify) | Total line charge revenue in disclosure year | Notional revenue foregone (if applicable) | Rate (eg, $/day, $/GJ, etc.) | $/day | GJ
42
43 |  | G06 | Residential | Standard | 5157.1131 | 0 |  | 0 | 5157.1131
44 |  | G11 | Residential / Small Commercial | Standard | 27509.4999 | 0 |  | 13789.2023 | 13720.2976
45 |  | G12 | Commercial | Standard | 2438.0678 | 0 |  | 575.8204 | 1862.2474
46 |  | G14 | Commercial | Standard | 2366.7112 | 0 |  | 829.3025 | 1537.4087
47 |  | G16 | Commercial | Standard | 2542.0001 | 0 |  | 585.0702 | 1956.9299
48 |  | G18 | Commercial | Standard | 774.3178 | 0 |  | 221.3152 | 553.0025
49 |  | G30 | Commercial | Non-standard | 1271.4129 | 0 |  | 364.5926 | 906.8203
50 |  | G40 | Industrial | Non-standard | 4018.7655 | 0 |  | 1521.7775 | 2496.988
51 |  |  |  | [Select one]
52 |  |  |  | [Select one]
53 |  |  |  | [Select one]
54 |  |  |  | [Select one]
55 |  | Add extra rows for additional consumer groups or price category codes as necessary
56 |  |  |  | Standard consumer totals | 40787.7099 | 0 |  | 16000.7107 | 24786.9992
57 |  |  |  | Non-standard consumer totals | 5290.1784 | 0 |  | 1886.3701 | 3403.8083
58 |  |  |  | Total for all consumers | 46077.8883 | 0 |  | 17887.0808 | 28190.8075 | 0 | 0 | 0

## Vector GDB s8 Akl DY2012
[9 empty] | Company Name | Vector - gas distribution business
[9 empty] | For Year Ended | 2012-06-30
[9 empty] | Network / Sub-Network Name | Auckland
SCHEDULE 8: REPORT ON BILLED QUANTITIES AND LINE CHARGE REVENUES
This schedule requires the billed quantities and associated line charge revenues for the disclosure year for each consumer group or price category code used by the GDB in its pricing schedules. Information is also required on the number of ICPs that are included in each consumer group or price category code, and the energy delivered to these ICPs.
sch ref
8 | 8(i): Billed quantities by price component
9 | [7 empty] | Billed quantities by price component |  |  |  |  | Add extra columns for additional billed quantities by price component as necessary
10 | [6 empty] | Price component | Fixed | Variable
11 |  | Consumer group name or price category code | Consumer type or types (eg, residential, commercial, etc.) | Standard or non-standard consumer group (specify) | Average no. of ICPs in disclosure year | Quantity of gas delivered to ICPs (TJ per annum) in disclosure year | Unit charging basis (eg, days, GJ, etc.) | days | kWh
12
13 |  | GA0R | Residential | Standard | 84820 | 2254 |  | 31002112 | 626107236
14 |  | GA01 | Commercial | Standard | 2218 | 199.529 |  | 807046 | 55424722
15 |  | GA02 | Commercial | Standard | 2380 | 782.9679 |  | 868242 | 217491072
16 |  | GA03 | Commercial | Standard | 842 | 1697.5297 |  | 305907 | 471536036
17 |  | GA04 | Commercial | Standard | 119 | 1256.0246 |  | 43422 | 348895730
18 |  | Non-standard | Commercial | Non-standard | 94 | 5966.154 |  | 34079 | 1657265004
19 |  |  |  | [Select one]
20 |  |  |  | [Select one]
21 |  |  |  | [Select one]
22 |  |  |  | [Select one]
23 |  |  |  | [Select one]
24 |  |  |  | [Select one]
25 |  | Add extra rows for additional consumer groups or price category codes as necessary
26 |  |  |  | Standard consumer totals | 90379 | 6190.0512 |  | 33026729 | 1719454796
27 |  |  |  | Non-standard consumer totals | 94 | 5966.154 |  | 34079 | 1657265004
28 |  |  |  | Total for all consumers | 90473 | 12156.2052 |  | 33060808 | 3376719800 | 0 | 0 | 0
29
38 | 8(ii): Line charge revenues ($000) by price component
39 | [7 empty] | Line charge revenues by price component |  |  |  |  | Add extra columns for additional line charge revenues by price component as necessary
40 | [6 empty] | Price component | Fixed | Variable
41 |  | Consumer group name or price category code | Consumer type or types (eg, residential, commercial, etc.) | Standard or non-standard consumer group (specify) | Total line charge revenue in disclosure year | Notional revenue foregone (if applicable) | Rate (eg, $/day, $/GJ, etc.) | $/day | $/kWh
42
43 |  | GA0R | Residential | Standard | 25539 |  |  | 7349 | 18190
44 |  | GA01 | Commercial | Standard | 1756 |  |  | 271 | 1485
45 |  | GA02 | Commercial | Standard | 5313 |  |  | 1046 | 4267
46 |  | GA03 | Commercial | Standard | 6895 |  |  | 1144 | 5751
47 |  | GA04 | Commercial | Standard | 3639 |  |  | 445 | 3194
48 |  | Non-standard | Commercial | Non-standard | 5721 |  |  | 2530 | 3191
49 |  |  |  | [Select one] | 0
50 |  |  |  | [Select one] | 0
51 |  |  |  | [Select one] | 0
52 |  |  |  | [Select one] | 0
53 |  |  |  | [Select one] | 0
54 |  |  |  | [Select one] | 0
55 |  | Add extra rows for additional consumer groups or price category codes as necessary
56 |  |  |  | Standard consumer totals | 43142 |  |  | 10255 | 32887
57 |  |  |  | Non-standard consumer totals | 5721 |  |  | 2530 | 3191
58 |  |  |  | Total for all consumers | 48863 | 0 |  | 12785 | 36078 | 0 | 0 | 0

## Vector GDB s8 NI DY2012
[9 empty] | Company Name | Vector - gas distribution business
[9 empty] | For Year Ended | 2012-06-30
[9 empty] | Network / Sub-Network Name | North Island
SCHEDULE 8: REPORT ON BILLED QUANTITIES AND LINE CHARGE REVENUES
This schedule requires the billed quantities and associated line charge revenues for the disclosure year for each consumer group or price category code used by the GDB in its pricing schedules. Information is also required on the number of ICPs that are included in each consumer group or price category code, and the energy delivered to these ICPs.
sch ref
8 | 8(i): Billed quantities by price component
9 | [7 empty] | Billed quantities by price component |  |  |  |  | Add extra columns for additional billed quantities by price component as necessary
10 | [6 empty] | Price component | Fixed | Variable
11 |  | Consumer group name or price category code | Consumer type or types (eg, residential, commercial, etc.) | Standard or non-standard consumer group (specify) | Average no. of ICPs in disclosure year | Quantity of gas delivered to ICPs (TJ per annum) in disclosure year | Unit charging basis (eg, days, GJ, etc.) | days | kWh
12
13 |  | GN0R | Residential | Standard | 59248 | 1400 |  | 21645002 | 388828033
14 |  | GN01 | Commercial | Standard | 2116 | 166 |  | 773589 | 46019070
15 |  | GN02 | Commercial | Standard | 1279 | 387 |  | 468132 | 107464284
16 |  | GN03 | Commercial | Standard | 491 | 688 |  | 180001 | 191140279
17 |  | GN04 | Commercial | Standard | 37 | 220 |  | 13497 | 60974883
18 |  | Non-standard | Commercial | Non-standard | 81 | 6722 |  | 27452 | 1867152802
19 |  |  |  | [Select one]
20 |  |  |  | [Select one]
21 |  |  |  | [Select one]
22 |  |  |  | [Select one]
23 |  |  |  | [Select one]
24 |  |  |  | [Select one]
25 |  | Add extra rows for additional consumer groups or price category codes as necessary
26 |  |  |  | Standard consumer totals | 63171 | 2861 |  | 23080221 | 794426549
27 |  |  |  | Non-standard consumer totals | 81 | 6722 |  | 27452 | 1867152802
28 |  |  |  | Total for all consumers | 63252 | 9583 |  | 23107673 | 2661579351 | 0 | 0 | 0
29
38 | 8(ii): Line charge revenues ($000) by price component
39 | [7 empty] | Line charge revenues by price component |  |  |  |  | Add extra columns for additional line charge revenues by price component as necessary
40 | [6 empty] | Price component | Fixed | Variable
41 |  | Consumer group name or price category code | Consumer type or types (eg, residential, commercial, etc.) | Standard or non-standard consumer group (specify) | Total line charge revenue in disclosure year | Notional revenue foregone (if applicable) | Rate (eg, $/day, $/GJ, etc.) | $/day | $/kWh
42
43 |  | GN0R | Residential | Standard | 19295 |  |  | 5241 | 14054
44 |  | GN01 | Commercial | Standard | 1691 |  |  | 257 | 1434
45 |  | GN02 | Commercial | Standard | 3447 |  |  | 214 | 3233
46 |  | GN03 | Commercial | Standard | 5268 |  |  | 548 | 4720
47 |  | GN04 | Commercial | Standard | 1262 |  |  | 125 | 1137
48 |  | Non-standard | Commercial | Non-standard | 4730 |  |  | 3619 | 1111
49 |  |  |  | [Select one] | 0
50 |  |  |  | [Select one] | 0
51 |  |  |  | [Select one] | 0
52 |  |  |  | [Select one] | 0
53 |  |  |  | [Select one] | 0
54 |  |  |  | [Select one] | 0
55 |  | Add extra rows for additional consumer groups or price category codes as necessary
56 |  |  |  | Standard consumer totals | 30963 |  |  | 6385 | 24578
57 |  |  |  | Non-standard consumer totals | 4730 |  |  | 3619 | 1111
58 |  |  |  | Total for all consumers | 35693 | 0 |  | 10004 | 25689 | 0 | 0 | 0

## Vector GDB s8 Total DY2012
[9 empty] | Company Name | Vector - gas distribution business
[9 empty] | For Year Ended | 2012-06-30
[9 empty] | Network / Sub-Network Name | Combined
SCHEDULE 8: REPORT ON BILLED QUANTITIES AND LINE CHARGE REVENUES
This schedule requires the billed quantities and associated line charge revenues for the disclosure year for each consumer group or price category code used by the GDB in its pricing schedules. Information is also required on the number of ICPs that are included in each consumer group or price category code, and the energy delivered to these ICPs.
sch ref
8 | 8(i): Billed quantities by price component
9 | [7 empty] | Billed quantities by price component |  |  |  |  | Add extra columns for additional billed quantities by price component as necessary
10 | [6 empty] | Price component | Fixed | Variable
11 |  | Consumer group name or price category code | Consumer type or types (eg, residential, commercial, etc.) | Standard or non-standard consumer group (specify) | Average no. of ICPs in disclosure year | Quantity of gas delivered to ICPs (TJ per annum) in disclosure year | Unit charging basis (eg, days, GJ, etc.) | days | kWh
12
13 |  | GA0R | Residential | Standard | 84820 | 2254 |  | 31002112 | 626107236
14 |  | GA01 | Commercial | Standard | 2218 | 200 |  | 807046 | 55424722
15 |  | GA02 | Commercial | Standard | 2380 | 783 |  | 868242 | 217491072
16 |  | GA03 | Commercial | Standard | 842 | 1698 |  | 305907 | 471536036
17 |  | GA04 | Commercial | Standard | 119 | 1256 |  | 43422 | 348895730
18 |  | GN0R | Residential | Standard | 59248 | 1400 |  | 21645002 | 388828033
19 |  | GN01 | Commercial | Standard | 2116 | 166 |  | 773589 | 46019070
20 |  | GN02 | Commercial | Standard | 1279 | 387 |  | 468132 | 107464284
21 |  | GN03 | Commercial | Standard | 491 | 688 |  | 180001 | 191140279
22 |  | GN04 | Commercial | Standard | 37 | 220 |  | 13497 | 60974883
23 |  | Non-standard | Commercial | Non-standard | 175 | 12688 |  | 61531 | 3524417806
24 |  |  |  | [Select one]
25 |  | Add extra rows for additional consumer groups or price category codes as necessary
26 |  |  |  | Standard consumer totals | 153550 | 9052 |  | 56106950 | 2513881345
27 |  |  |  | Non-standard consumer totals | 175 | 12688 |  | 61531 | 3524417806
28 |  |  |  | Total for all consumers | 153725 | 21740 |  | 56168481 | 6038299151 | 0 | 0 | 0
29
38 | 8(ii): Line charge revenues ($000) by price component
39 | [7 empty] | Line charge revenues by price component |  |  |  |  | Add extra columns for additional line charge revenues by price component as necessary
40 | [6 empty] | Price component | Fixed | Variable
41 |  | Consumer group name or price category code | Consumer type or types (eg, residential, commercial, etc.) | Standard or non-standard consumer group (specify) | Total line charge revenue in disclosure year | Notional revenue foregone (if applicable) | Rate (eg, $/day, $/GJ, etc.) | $/day | $/kWh
42
43 |  | GA0R | Residential | Standard | 25539 |  |  | 7349 | 18190
44 |  | GA01 | Commercial | Standard | 1756 |  |  | 271 | 1485
45 |  | GA02 | Commercial | Standard | 5313 |  |  | 1046 | 4267
46 |  | GA03 | Commercial | Standard | 6895 |  |  | 1144 | 5751
47 |  | GA04 | Commercial | Standard | 3639 |  |  | 445 | 3194
48 |  | GN0R | Residential | Standard | 19295 |  |  | 5241 | 14054
49 |  | GN01 | Commercial | Standard | 1691 |  |  | 257 | 1434
50 |  | GN02 | Commercial | Standard | 3447 |  |  | 214 | 3233
51 |  | GN03 | Commercial | Standard | 5268 |  |  | 548 | 4720
52 |  | GN04 | Commercial | Standard | 1262 |  |  | 125 | 1137
53 |  | Non-standard | Commercial | Non-standard | 10451 |  |  | 6149 | 4302
54 |  |  |  | [Select one] | 0
55 |  | Add extra rows for additional consumer groups or price category codes as necessary
56 |  |  |  | Standard consumer totals | 74105 |  |  | 16640 | 57465
57 |  |  |  | Non-standard consumer totals | 10451 |  |  | 6149 | 4302
58 |  |  |  | Total for all consumers | 84556 | 0 |  | 22789 | 61767 | 0 | 0 | 0

## GasNet s8 DY2013
[9 empty] | Company Name | GasNet Limited
[9 empty] | For Year Ended | 2013-06-30
Network / Sub-Network Name
SCHEDULE 8: REPORT ON BILLED QUANTITIES AND LINE CHARGE REVENUES
This schedule requires the billed quantities and associated line charge revenues for the disclosure year for each consumer group or price category code used by the GDB in its pricing schedules. Information is also required on the number of ICPs that are included in each consumer group or price category code, and the energy delivered to these ICPs.
sch ref
8 | 8(i): Billed quantities by price component
9 | [7 empty] | Billed quantities by price component |  |  |  |  | Add extra columns for additional billed quantities by price component as necessary
10 | [6 empty] | Price component | Fixed Charge (July 2012 to September 2012) | Fixed Charge (October 2012 to July 2013) | Variable Charge (July 2012 to September 2012) | Variable Charge (October 2012 to July 2013)
11 |  | Consumer group name or price category code | Consumer type or types (eg, residential, commercial, etc.) | Standard or non-standard consumer group (specify) | Average no. of ICPs in disclosure year | Quantity of gas delivered to ICPs (TJ per annum) in disclosure year | Unit charging basis (eg, days, GJ, etc.) | Days | Days | GJ | GJ
12
13 |  | M6 (Active) | Residential and Commercial | Standard | 9545 | 227 |  | 881354 | 2602487 | 88463 | 138428
14 |  | M6 (Inactive) | Residential and Commercial | Standard | 264 | 0 |  | 21804 | 74529 | 0 | 0
15 |  | M12 | Residential and Commercial | Standard | 261 | 21 |  | 23580 | 71796 | 7918 | 13304
16 |  | M23 | Commercial and Industrial | Standard | 68 | 23 |  | 6249 | 18703 | 7407 | 15857
17 |  | M33 | Commercial and Industrial | Standard | 14 | 3 |  | 1288 | 3731 | 1187 | 1530
18 |  | M43 | Commercial and Industrial | Standard | 29 | 18 |  | 2747 | 7917 | 5738 | 12101
19 |  | M85 | Commercial and Industrial | Standard | 23 | 31 |  | 2116 | 6216 | 9470 | 21421
20 |  | M142 | Commercial and Industrial | Standard | 10 | 33 |  | 920 | 2821 | 10442 | 22393
21 |  | M200 | Commercial and Industrial | Standard | 2 | 5 |  | 92 | 514 | 1355 | 3912
22 |  | M450 | Commercial and Industrial | Standard | 1 | 1 |  | 92 | 273 | 143 | 480
23 |  | C12323 | Industrial | Non-standard | 1 | 143 |  | 92 | 273 | 29855 | 113033
|  | C12328 | Industrial | Non-standard | 1 | 7 |  | 92 | 273 | 880 | 6018
|  | C12329 | Industrial | Non-standard | 1 | 59 |  | 92 | 273 | 16279 | 43088
|  | C12337 | Industrial | Non-standard | 1 | 31 |  | 92 | 273 | 8319 | 22440
|  | C14688 | Industrial | Non-standard | 1 | 64 |  | 92 | 273 | 17592 | 46481
|  | C14691 | Industrial | Non-standard | 1 | 22 |  | 92 | 273 | 5701 | 15831
|  | C16459 | Industrial | Non-standard | 1 | 42 |  | 92 | 273 | 12193 | 30115
|  | C17499 | Industrial | Non-standard | 1 | 20 |  | 92 | 273 | 6741 | 13242
|  | C26262 | Industrial | Non-standard | 1 | 34 |  | 92 | 273 | 9901 | 24438
|  | C26444 | Industrial | Non-standard | 1 | 169 |  | 92 | 273 | 41587 | 127028
|  | C26779 | Industrial | Non-standard | 1 | 18 |  | 92 | 273 | 4891 | 13050
24 |  | C31266 | Industrial | Non-standard | 1 | 180 |  | 92 | 273 | 33041 | 147119
25 |  | Add extra rows for additional consumer groups or price category codes as necessary
26 |  |  |  | Standard consumer totals | 10217 | 362 |  | 940242 | 2788987 | 132124 | 229426
27 |  |  |  | Non-standard consumer totals | 12 | 789 |  | 1104 | 3276 | 186981 | 601882
28 |  |  |  | Total for all consumers | 10229 | 1151 |  | 941346 | 2792263 | 319105 | 831308 | 0
29
38 | 8(ii): Line charge revenues ($000) by price component
39 | [7 empty] | Line charge revenues by price component |  |  |  |  | Add extra columns for additional line charge revenues by price component as necessary
40 | [6 empty] | Price component | Fixed Charge (July 2012 to September 2012) | Fixed Charge (October 2012 to July 2013) | Variable Charge (July 2012 to September 2012) | Variable Charge (October 2012 to July 2013)
41 |  | Consumer group name or price category code | Consumer type or types (eg, residential, commercial, etc.) | Standard or non-standard consumer group (specify) | Total line charge revenue in disclosure year | Notional revenue foregone (if applicable) | Rate (eg, $/day, $/GJ, etc.) | $/day | $/day | $/GJ | $/GJ
42
43 |  | M6 (Active) | Residential and Commercial | Standard | 3140 |  |  | 423 | 1280 | 552 | 885
44 |  | M6 (Inactive) | Residential and Commercial | Standard | 47 |  |  | 10 | 37 | 0 | 0
45 |  | M12 | Residential and Commercial | Standard | 168 |  |  | 8 | 26 | 49 | 85
46 |  | M23 | Commercial and Industrial | Standard | 160 |  |  | 3 | 10 | 46 | 101
47 |  | M33 | Commercial and Industrial | Standard | 21 |  |  | 1 | 3 | 7 | 10
48 |  | M43 | Commercial and Industrial | Standard | 122 |  |  | 2 | 7 | 36 | 77
49 |  | M85 | Commercial and Industrial | Standard | 205 |  |  | 2 | 7 | 59 | 137
50 |  | M142 | Commercial and Industrial | Standard | 216 |  |  | 2 | 6 | 65 | 143
51 |  | M200 | Commercial and Industrial | Standard | 34 |  |  | 0 | 1 | 8 | 25
52 |  | M450 | Commercial and Industrial | Standard | 5 |  |  | 0 | 1 | 1 | 3
53 |  | C12323 | Industrial | Non-standard | 21 |  |  | 5 | 16 | 0 | 0
|  | C12328 | Industrial | Non-standard | 25 |  |  | 6 | 19 | 0 | 0
|  | C12329 | Industrial | Non-standard | 3 |  |  | 1 | 2 | 0 | 0
|  | C12337 | Industrial | Non-standard | 8 |  |  | 2 | 6 | 0 | 0
|  | C14688 | Industrial | Non-standard | 57 |  |  | 14 | 43 | 0 | 0
|  | C14691 | Industrial | Non-standard | 48 |  |  | 12 | 36 | 0 | 0
|  | C16459 | Industrial | Non-standard | 7 |  |  | 2 | 5 | 0 | 0
|  | C17499 | Industrial | Non-standard | 51 |  |  | 13 | 38 | 0 | 0
|  | C26262 | Industrial | Non-standard | 11 |  |  | 3 | 8 | 0 | 0
|  | C26444 | Industrial | Non-standard | 9 |  |  | 2 | 7 | 0 | 0
|  | C26779 | Industrial | Non-standard | 97 |  |  | 24 | 73 | 0 | 0
54 |  | C31266 | Industrial | Non-standard | 21 |  |  | 5 | 16 | 0 | 0
55 |  | Add extra rows for additional consumer groups or price category codes as necessary
56 |  |  |  | Standard consumer totals | 4118 |  |  | 451 | 1378 | 823 | 1466
57 |  |  |  | Non-standard consumer totals | 358 |  |  | 89 | 269 | 0 | 0
58 |  |  |  | Total for all consumers | 4476 | 0 |  | 540 | 1647 | 823 | 1466 | 0

## Powerco s8 Central DY2013
[9 empty] | Company Name | Powerco Limited
[9 empty] | For Year Ended | 2013-09-30
[9 empty] | Network / Sub-Network Name | Central Network
SCHEDULE 8: REPORT ON BILLED QUANTITIES AND LINE CHARGE REVENUES
This schedule requires the billed quantities and associated line charge revenues for the disclosure year for each consumer group or price category code used by the GDB in its pricing schedules. Information is also required on the number of ICPs that are included in each consumer group or price category code, and the energy delivered to these ICPs.
sch ref
8 | 8(i): Billed quantities by price component
9 | [7 empty] | Billed quantities by price component |  |  |  |  | Add extra columns for additional billed quantities by price component as necessary
10 | [6 empty] | Price component | Fixed | Variable
11 |  | Consumer group name or price category code | Consumer type or types (eg, residential, commercial, etc.) | Standard or non-standard consumer group (specify) | Average no. of ICPs in disclosure year | Quantity of gas delivered to ICPs (TJ per annum) in disclosure year | Unit charging basis (eg, days, GJ, etc.) | days | GJ
12
13 |  | G06 | Residential | Standard | 12031 | 152.6388 |  |  | 152638.836
14 |  | G11 | Residential / Small Commercial | Standard | 30833 | 927.5116 |  | 11254045 | 927511.625
15 |  | G12 | Commercial | Standard | 656 | 186.2943 |  | 239440 | 186294.326
16 |  | G14 | Commercial | Standard | 281.5 | 223.9117 |  | 102747.5 | 223911.678
17 |  | G16 | Commercial | Standard | 173.5 | 288.244 |  | 63327.5 | 288243.97
18 |  | G18 | Commercial | Standard | 34.5 | 120.1448 |  | 12592.5 | 120144.791
19 |  | G30 | Commercial | Non-standard | 24 | 137.3583 |  | 6417.9167 | 137358.269
20 |  | G40 | Industrial | Non-standard | 73.5 | 3248.1652 |  | 24302.9167 | 3248165.157
21 |  |  |  | [Select one]
22 |  |  |  | [Select one]
23 |  |  |  | [Select one]
24 |  |  |  | [Select one]
25 |  | Add extra rows for additional consumer groups or price category codes as necessary
26 |  |  |  | Standard consumer totals | 44009.5 | 1898.7452 |  | 11672152.5 | 1898745.226
27 |  |  |  | Non-standard consumer totals | 97.5 | 3385.5234 |  | 30720.8333 | 3385523.426
28 |  |  |  | Total for all consumers | 44107 | 5284.2687 |  | 11702873.3333 | 5284268.652 | 0 | 0 | 0
29
38 | 8(ii): Line charge revenues ($000) by price component
39 | [7 empty] | Line charge revenues by price component |  |  |  |  | Add extra columns for additional line charge revenues by price component as necessary
40 | [6 empty] | Price component | Fixed | Variable
41 |  | Consumer group name or price category code | Consumer type or types (eg, residential, commercial, etc.) | Standard or non-standard consumer group (specify) | Total line charge revenue in disclosure year | Notional revenue foregone (if applicable) | Rate (eg, $/day, $/GJ, etc.) | $/day | $/GJ
42
43 |  | G06 | Residential | Standard | 2276.8057 | 0 |  | 0 | 2276.8057
44 |  | G11 | Residential / Small Commercial | Standard | 9531.4829 | 0 |  | 5664.8555 | 3866.6275
45 |  | G12 | Commercial | Standard | 956.8217 | 0 |  | 290.4028 | 666.4189
46 |  | G14 | Commercial | Standard | 909.0843 | 0 |  | 342.7288 | 566.3555
47 |  | G16 | Commercial | Standard | 1115.9503 | 0 |  | 253.0281 | 862.9222
48 |  | G18 | Commercial | Standard | 379.337 | 0 |  | 100.1437 | 279.1933
49 |  | G30 | Commercial | Non-standard | 458.8135 | 0 |  | 124.221 | 334.5925
50 |  | G40 | Industrial | Non-standard | 3120.7884 | 0 |  | 1282.8003 | 1837.9881
51 |  |  |  | [Select one] | 0
52 |  |  |  | [Select one] | 0
53 |  |  |  | [Select one] | 0
54 |  |  |  | [Select one] | 0
55 |  | Add extra rows for additional consumer groups or price category codes as necessary
56 |  |  |  | Standard consumer totals | 15169.482 | 0 |  | 6651.1589 | 8518.323
57 |  |  |  | Non-standard consumer totals | 3579.6019 | 0 |  | 1407.0213 | 2172.5806
58 |  |  |  | Total for all consumers | 18749.0838 | 0 |  | 8058.1802 | 10690.9036 | 0 | 0 | 0

## Powerco s8 Lower DY2013
[9 empty] | Company Name | Powerco Limited
[9 empty] | For Year Ended | 2013-09-30
[9 empty] | Network / Sub-Network Name | Lower Network
SCHEDULE 8: REPORT ON BILLED QUANTITIES AND LINE CHARGE REVENUES
This schedule requires the billed quantities and associated line charge revenues for the disclosure year for each consumer group or price category code used by the GDB in its pricing schedules. Information is also required on the number of ICPs that are included in each consumer group or price category code, and the energy delivered to these ICPs.
sch ref
8 | 8(i): Billed quantities by price component
9 | [7 empty] | Billed quantities by price component |  |  |  |  | Add extra columns for additional billed quantities by price component as necessary
10 | [6 empty] | Price component | Fixed | Variable
11 |  | Consumer group name or price category code | Consumer type or types (eg, residential, commercial, etc.) | Standard or non-standard consumer group (specify) | Average no. of ICPs in disclosure year | Quantity of gas delivered to ICPs (TJ per annum) in disclosure year | Unit charging basis (eg, days, GJ, etc.) | days | GJ
12
13 |  | G06 | Residential | Standard | 12939.5 | 172.3977 |  |  | 172397.715
14 |  | G11 | Residential / Small Commercial | Standard | 44432.5 | 1620.8548 |  | 16217862.5 | 1620854.787
15 |  | G12 | Commercial | Standard | 1012.5 | 223.076 |  | 369562.5 | 223076.043
16 |  | G14 | Commercial | Standard | 255 | 177.76 |  | 93075 | 177759.953
17 |  | G16 | Commercial | Standard | 108.5 | 219.0518 |  | 39602.5 | 219051.776
18 |  | G18 | Commercial | Standard | 24.5 | 58.8555 |  | 8942.5 | 58855.46
19 |  | G30 | Commercial | Non-standard | 109.5 | 361.9104 |  | 26949.1667 | 361910.357
20 |  | G40 | Industrial | Non-standard | 31 | 626.7321 |  | 7604.1667 | 626732.111
21 |  |  |  | [Select one]
22 |  |  |  | [Select one]
23 |  |  |  | [Select one]
24 |  |  |  | [Select one]
25 |  | Add extra rows for additional consumer groups or price category codes as necessary
26 |  |  |  | Standard consumer totals | 58772.5 | 2471.9957 |  | 16729045 | 2471995.734
27 |  |  |  | Non-standard consumer totals | 140.5 | 988.6425 |  | 34553.3333 | 988642.468
28 |  |  |  | Total for all consumers | 58913 | 3460.6382 |  | 16763598.3333 | 3460638.202 | 0 | 0 | 0
29
38 | 8(ii): Line charge revenues ($000) by price component
39 | [7 empty] | Line charge revenues by price component |  |  |  |  | Add extra columns for additional line charge revenues by price component as necessary
40 | [6 empty] | Price component | Fixed | Variable
41 |  | Consumer group name or price category code | Consumer type or types (eg, residential, commercial, etc.) | Standard or non-standard consumer group (specify) | Total line charge revenue in disclosure year | Notional revenue foregone (if applicable) | Rate (eg, $/day, $/GJ, etc.) | $/day | $/GJ
42
43 |  | G06 | Residential | Standard | 2750.0736 | 0 |  | 0 | 2750.0736
44 |  | G11 | Residential / Small Commercial | Standard | 17159.2051 | 0 |  | 8154.0692 | 9005.1358
45 |  | G12 | Commercial | Standard | 1496.1651 | 0 |  | 266.4279 | 1229.7373
46 |  | G14 | Commercial | Standard | 1395.049 | 0 |  | 458.9422 | 936.1068
47 |  | G16 | Commercial | Standard | 1271.5073 | 0 |  | 309.0574 | 962.45
48 |  | G18 | Commercial | Standard | 346.8242 | 0 |  | 100.604 | 246.2203
49 |  | G30 | Commercial | Non-standard | 876.8268 | 0 |  | 306.0648 | 570.762
50 |  | G40 | Industrial | Non-standard | 866.3763 | 0 |  | 194.8528 | 671.5235
51 |  |  |  | [Select one] | 0
52 |  |  |  | [Select one] | 0
53 |  |  |  | [Select one] | 0
54 |  |  |  | [Select one] | 0
55 |  | Add extra rows for additional consumer groups or price category codes as necessary
56 |  |  |  | Standard consumer totals | 24418.8244 | 0 |  | 9289.1007 | 15129.7237
57 |  |  |  | Non-standard consumer totals | 1743.2031 | 0 |  | 500.9176 | 1242.2855
58 |  |  |  | Total for all consumers | 26162.0275 | 0 |  | 9790.0183 | 16372.0092 | 0 | 0 | 0

## Powerco s8 Total DY2013
[9 empty] | Company Name | Powerco Limited
[9 empty] | For Year Ended | 2013-09-30
[9 empty] | Network / Sub-Network Name | Powerco Limited
SCHEDULE 8: REPORT ON BILLED QUANTITIES AND LINE CHARGE REVENUES
This schedule requires the billed quantities and associated line charge revenues for the disclosure year for each consumer group or price category code used by the GDB in its pricing schedules. Information is also required on the number of ICPs that are included in each consumer group or price category code, and the energy delivered to these ICPs.
sch ref
8 | 8(i): Billed quantities by price component
9 | [7 empty] | Billed quantities by price component |  |  |  |  | Add extra columns for additional billed quantities by price component as necessary
10 | [6 empty] | Price component | Fixed | Variable
11 |  | Consumer group name or price category code | Consumer type or types (eg, residential, commercial, etc.) | Standard or non-standard consumer group (specify) | Average no. of ICPs in disclosure year | Quantity of gas delivered to ICPs (TJ per annum) in disclosure year | Unit charging basis (eg, days, GJ, etc.) | Days | GJ
12
13 |  | G06 | Residential | Standard | 24970.5 | 325.0366 |  |  | 325036.551
14 |  | G11 | Residential / Small Commercial | Standard | 75265.5 | 2548.3664 |  | 27471907.5 | 2548366.412
15 |  | G12 | Commercial | Standard | 1668.5 | 409.3704 |  | 609002.5 | 409370.369
16 |  | G14 | Commercial | Standard | 536.5 | 401.6716 |  | 195822.5 | 401671.631
17 |  | G16 | Commercial | Standard | 282 | 507.2957 |  | 102930 | 507295.746
18 |  | G18 | Commercial | Standard | 59 | 179.0003 |  | 21535 | 179000.251
19 |  | G30 | Commercial | Non-standard | 133.5 | 499.2686 |  | 33367.0833 | 499268.626
20 |  | G40 | Industrial | Non-standard | 104.5 | 3874.8973 |  | 31907.0833 | 3874897.268
21 |  |  |  | [Select one]
22 |  |  |  | [Select one]
23 |  |  |  | [Select one]
24 |  |  |  | [Select one]
25 |  | Add extra rows for additional consumer groups or price category codes as necessary
26 |  |  |  | Standard consumer totals | 102782 | 4370.741 |  | 28401197.5 | 4370740.96
27 |  |  |  | Non-standard consumer totals | 238 | 4374.1659 |  | 65274.1667 | 4374165.894
28 |  |  |  | Total for all consumers | 103020 | 8744.9069 |  | 28466471.6667 | 8744906.854 | 0 | 0 | 0
29
38 | 8(ii): Line charge revenues ($000) by price component
39 | [7 empty] | Line charge revenues by price component |  |  |  |  | Add extra columns for additional line charge revenues by price component as necessary
40 | [6 empty] | Price component | Fixed | Variable
41 |  | Consumer group name or price category code | Consumer type or types (eg, residential, commercial, etc.) | Standard or non-standard consumer group (specify) | Total line charge revenue in disclosure year | Notional revenue foregone (if applicable) | Rate (eg, $/day, $/GJ, etc.) | $/day | $/GJ
42
43 |  | G06 | Residential | Standard | 5026.8792 |  |  | 0 | 5026.8792
44 |  | G11 | Residential / Small Commercial | Standard | 26690.688 |  |  | 13818.9247 | 12871.7633
45 |  | G12 | Commercial | Standard | 2452.9869 |  |  | 556.8307 | 1896.1562
46 |  | G14 | Commercial | Standard | 2304.1333 |  |  | 801.671 | 1502.4623
47 |  | G16 | Commercial | Standard | 2387.4577 |  |  | 562.0855 | 1825.3722
48 |  | G18 | Commercial | Standard | 726.1612 |  |  | 200.7477 | 525.4135
49 |  | G30 | Commercial | Non-standard | 1335.6403 |  |  | 430.2857 | 905.3546
50 |  | G40 | Industrial | Non-standard | 3987.1647 |  |  | 1477.6532 | 2509.5116
51 |  |  |  | [Select one] | 0
52 |  |  |  | [Select one] | 0
53 |  |  |  | [Select one] | 0
54 |  |  |  | [Select one] | 0
55 |  | Add extra rows for additional consumer groups or price category codes as necessary
56 |  |  |  | Standard consumer totals | 39588.3063 | 0 |  | 15940.2596 | 23648.0467
57 |  |  |  | Non-standard consumer totals | 5322.805 | 0 |  | 1907.9389 | 3414.8661
58 |  |  |  | Total for all consumers | 44911.1113 | 0 |  | 17848.1985 | 27062.9128 | 0 | 0 | 0

## Vector GDB s8 Akl DY2013
[9 empty] | Company Name | Vector - gas distribution business
[9 empty] | For Year Ended | 2013-06-30
[9 empty] | Network / Sub-Network Name | Auckland
SCHEDULE 8: REPORT ON BILLED QUANTITIES AND LINE CHARGE REVENUES
This schedule requires the billed quantities and associated line charge revenues for the disclosure year for each consumer group or price category code used by the GDB in its pricing schedules. Information is also required on the number of ICPs that are included in each consumer group or price category code, and the energy delivered to these ICPs.
sch ref
8 | 8(i): Billed quantities by price component
9 | [7 empty] | Billed quantities by price component |  |  |  |  | Add extra columns for additional billed quantities by price component as necessary
10 | [6 empty] | Price component | Fixed | Variable
11 |  | Consumer group name or price category code | Consumer type or types (eg, residential, commercial, etc.) | Standard or non-standard consumer group (specify) | Average no. of ICPs in disclosure year | Quantity of gas delivered to ICPs (TJ per annum) in disclosure year | Unit charging basis (eg, days, GJ, etc.) | days | kWh
12
13 |  | GA0R | Residential | Standard | 86473 | 2183 |  | 31519217 | 606297006
14 |  | GA01 | Commercial | Standard | 2250 | 203 |  | 818204 | 56512306
15 |  | GA02 | Commercial | Standard | 2408 | 780 |  | 878099 | 216612858
16 |  | GA03 | Commercial | Standard | 848 | 1738 |  | 309353 | 482642619
17 |  | GA04 | Commercial | Standard | 125 | 1387 |  | 45518 | 385361561
18 |  | Non-standard | Commercial | Non-standard | 74 | 5673 |  | 26663 | 1575853740
19 |  |  |  | [Select one]
20 |  |  |  | [Select one]
21 |  |  |  | [Select one]
22 |  |  |  | [Select one]
23 |  |  |  | [Select one]
24 |  |  |  | [Select one]
25 |  | Add extra rows for additional consumer groups or price category codes as necessary
26 |  |  |  | Standard consumer totals | 92104 | 6291 |  | 33570391 | 1747426350
27 |  |  |  | Non-standard consumer totals | 74 | 5673 |  | 26663 | 1575853740
28 |  |  |  | Total for all consumers | 92178 | 11964 |  | 33597054 | 3323280090 | 0 | 0 | 0
29
38 | 8(ii): Line charge revenues ($000) by price component
39 | [7 empty] | Line charge revenues by price component |  |  |  |  | Add extra columns for additional line charge revenues by price component as necessary
40 | [6 empty] | Price component | Fixed | Variable
41 |  | Consumer group name or price category code | Consumer type or types (eg, residential, commercial, etc.) | Standard or non-standard consumer group (specify) | Total line charge revenue in disclosure year | Notional revenue foregone (if applicable) | Rate (eg, $/day, $/GJ, etc.) | $/day | $/kWh
42
43 |  | GA0R | Residential | Standard | 27690 |  |  | 8098 | 19592
44 |  | GA01 | Commercial | Standard | 1963 |  |  | 307 | 1656
45 |  | GA02 | Commercial | Standard | 5724 |  |  | 1173 | 4551
46 |  | GA03 | Commercial | Standard | 7396 |  |  | 1195 | 6201
47 |  | GA04 | Commercial | Standard | 4454 |  |  | 524 | 3930
48 |  | Non-standard | Commercial | Non-standard | 5451 |  |  | 2676 | 2775
49 |  |  |  | [Select one] | 0
50 |  |  |  | [Select one] | 0
51 |  |  |  | [Select one] | 0
52 |  |  |  | [Select one] | 0
53 |  |  |  | [Select one] | 0
54 |  |  |  | [Select one] | 0
55 |  | Add extra rows for additional consumer groups or price category codes as necessary
56 |  |  |  | Standard consumer totals | 47227 |  |  | 11297 | 35930
57 |  |  |  | Non-standard consumer totals | 5451 |  |  | 2676 | 2775
58 |  |  |  | Total for all consumers | 52678 | 0 |  | 13973 | 38705 | 0 | 0 | 0

## Vector GDB s8 NI DY2013
[9 empty] | Company Name | Vector - gas distribution business
[9 empty] | For Year Ended | 2013-06-30
[9 empty] | Network / Sub-Network Name | North Island
SCHEDULE 8: REPORT ON BILLED QUANTITIES AND LINE CHARGE REVENUES
This schedule requires the billed quantities and associated line charge revenues for the disclosure year for each consumer group or price category code used by the GDB in its pricing schedules. Information is also required on the number of ICPs that are included in each consumer group or price category code, and the energy delivered to these ICPs.
sch ref
8 | 8(i): Billed quantities by price component
9 | [7 empty] | Billed quantities by price component |  |  |  |  | Add extra columns for additional billed quantities by price component as necessary
10 | [6 empty] | Price component | Fixed | Variable
11 |  | Consumer group name or price category code | Consumer type or types (eg, residential, commercial, etc.) | Standard or non-standard consumer group (specify) | Average no. of ICPs in disclosure year | Quantity of gas delivered to ICPs (TJ per annum) in disclosure year | Unit charging basis (eg, days, GJ, etc.) | days | kWh
12
13 |  | GN0R | Residential | Standard | 59768 | 1327 |  | 21767042 | 368655286
14 |  | GN01 | Commercial | Standard | 2106 | 162 |  | 768735 | 45018371
15 |  | GN02 | Commercial | Standard | 1314 | 397 |  | 478067 | 110408323
16 |  | GN03 | Commercial | Standard | 493 | 681 |  | 179878 | 189073728
17 |  | GN04 | Commercial | Standard | 42 | 288 |  | 14838 | 79935760
18 |  | Non-standard | Commercial | Non-standard | 76 | 6581 |  | 25645 | 1828041199
19 |  |  |  | [Select one]
20 |  |  |  | [Select one]
21 |  |  |  | [Select one]
22 |  |  |  | [Select one]
23 |  |  |  | [Select one]
24 |  |  |  | [Select one]
25 |  | Add extra rows for additional consumer groups or price category codes as necessary
26 |  |  |  | Standard consumer totals | 63723 | 2855 |  | 23208560 | 793091468
27 |  |  |  | Non-standard consumer totals | 76 | 6581 |  | 25645 | 1828041199
28 |  |  |  | Total for all consumers | 63799 | 9436 |  | 23234205 | 2621132667 | 0 | 0 | 0
29
38 | 8(ii): Line charge revenues ($000) by price component
39 | [7 empty] | Line charge revenues by price component |  |  |  |  | Add extra columns for additional line charge revenues by price component as necessary
40 | [6 empty] | Price component | Fixed | Variable
41 |  | Consumer group name or price category code | Consumer type or types (eg, residential, commercial, etc.) | Standard or non-standard consumer group (specify) | Total line charge revenue in disclosure year | Notional revenue foregone (if applicable) | Rate (eg, $/day, $/GJ, etc.) | $/day | $/kWh
42
43 |  | GN0R | Residential | Standard | 17754 |  |  | 5474 | 12280
44 |  | GN01 | Commercial | Standard | 1588 |  |  | 260 | 1328
45 |  | GN02 | Commercial | Standard | 3346 |  |  | 232 | 3114
46 |  | GN03 | Commercial | Standard | 4932 |  |  | 578 | 4354
47 |  | GN04 | Commercial | Standard | 1532 |  |  | 150 | 1382
48 |  | Non-standard | Commercial | Non-standard | 4678 |  |  | 3263 | 1415
49 |  |  |  | [Select one] | 0
50 |  |  |  | [Select one] | 0
51 |  |  |  | [Select one] | 0
52 |  |  |  | [Select one] | 0
53 |  |  |  | [Select one] | 0
54 |  |  |  | [Select one] | 0
55 |  | Add extra rows for additional consumer groups or price category codes as necessary
56 |  |  |  | Standard consumer totals | 29152 |  |  | 6694 | 22458
57 |  |  |  | Non-standard consumer totals | 4678 |  |  | 3263 | 1415
58 |  |  |  | Total for all consumers | 33830 | 0 |  | 9957 | 23873 | 0 | 0 | 0

## Vector GDB s8 Total DY2013
[9 empty] | Company Name | Vector - gas distribution business
[9 empty] | For Year Ended | 2013-06-30
[9 empty] | Network / Sub-Network Name | Combined
SCHEDULE 8: REPORT ON BILLED QUANTITIES AND LINE CHARGE REVENUES
This schedule requires the billed quantities and associated line charge revenues for the disclosure year for each consumer group or price category code used by the GDB in its pricing schedules. Information is also required on the number of ICPs that are included in each consumer group or price category code, and the energy delivered to these ICPs.
sch ref
8 | 8(i): Billed quantities by price component
9 | [7 empty] | Billed quantities by price component |  |  |  |  | Add extra columns for additional billed quantities by price component as necessary
10 | [6 empty] | Price component | Fixed | Variable
11 |  | Consumer group name or price category code | Consumer type or types (eg, residential, commercial, etc.) | Standard or non-standard consumer group (specify) | Average no. of ICPs in disclosure year | Quantity of gas delivered to ICPs (TJ per annum) in disclosure year | Unit charging basis (eg, days, GJ, etc.) | days | kWh
12
13 |  | GA0R | Residential | Standard | 86473 | 2183 |  | 31519217 | 606297006
14 |  | GA01 | Commercial | Standard | 2250 | 203 |  | 818204 | 56512306
15 |  | GA02 | Commercial | Standard | 2408 | 780 |  | 878099 | 216612858
16 |  | GA03 | Commercial | Standard | 848 | 1738 |  | 309353 | 482642619
17 |  | GA04 | Commercial | Standard | 125 | 1387 |  | 45518 | 385361561
18 |  | GN0R | Residential | Standard | 59768 | 1327 |  | 21767042 | 368655286
19 |  | GN01 | Commercial | Standard | 2106 | 162 |  | 768735 | 45018371
20 |  | GN02 | Commercial | Standard | 1314 | 397 |  | 478067 | 110408323
21 |  | GN03 | Commercial | Standard | 493 | 681 |  | 179878 | 189073728
22 |  | GN04 | Commercial | Standard | 42 | 288 |  | 14838 | 79935760
23 |  | Non-standard | Commercial | Non-standard | 150 | 12254 |  | 52308 | 3403894939
24
25 |  | Add extra rows for additional consumer groups or price category codes as necessary
26 |  |  |  | Standard consumer totals | 155827 | 9146 |  | 56778951 | 2540517818
27 |  |  |  | Non-standard consumer totals | 150 | 12254 |  | 52308 | 3403894939
28 |  |  |  | Total for all consumers | 155977 | 21400 |  | 56831259 | 5944412757 | 0 | 0 | 0
29
38 | 8(ii): Line charge revenues ($000) by price component
39 | [7 empty] | Line charge revenues by price component |  |  |  |  | Add extra columns for additional line charge revenues by price component as necessary
40 | [6 empty] | Price component | Fixed | Variable
41 |  | Consumer group name or price category code | Consumer type or types (eg, residential, commercial, etc.) | Standard or non-standard consumer group (specify) | Total line charge revenue in disclosure year | Notional revenue foregone (if applicable) | Rate (eg, $/day, $/GJ, etc.) | $/day | $/kWh
42
43 |  | GA0R | Residential | Standard | 27690 |  |  | 8098 | 19592
44 |  | GA01 | Commercial | Standard | 1963 |  |  | 307 | 1656
45 |  | GA02 | Commercial | Standard | 5724 |  |  | 1173 | 4551
46 |  | GA03 | Commercial | Standard | 7396 |  |  | 1195 | 6201
47 |  | GA04 | Commercial | Standard | 4454 |  |  | 524 | 3930
48 |  | GN0R | Residential | Standard | 17754 |  |  | 5474 | 12280
49 |  | GN01 | Commercial | Standard | 1588 |  |  | 260 | 1328
50 |  | GN02 | Commercial | Standard | 3346 |  |  | 232 | 3114
51 |  | GN03 | Commercial | Standard | 4932 |  |  | 578 | 4354
52 |  | GN04 | Commercial | Standard | 1532 |  |  | 150 | 1382
53 |  | Non-standard | Commercial | Non-standard | 10129 |  |  | 5939 | 4190
54 |  |  |  | [Select one] | 0
55 |  | Add extra rows for additional consumer groups or price category codes as necessary
56 |  |  |  | Standard consumer totals | 76379 |  |  | 17991 | 58388
57 |  |  |  | Non-standard consumer totals | 10129 |  |  | 5939 | 4190
58 |  |  |  | Total for all consumers | 86508 | 0 |  | 23930 | 62578 | 0 | 0 | 0

## GasNet s8 DY2014
[9 empty] | Company Name | GasNet Limited
[9 empty] | For Year Ended | 2014-06-30
[9 empty] | Network / Sub-Network Name | All
SCHEDULE 8: REPORT ON BILLED QUANTITIES AND LINE CHARGE REVENUES
This schedule requires the billed quantities and associated line charge revenues for the disclosure year for each consumer group or price category code used by the GDB in its pricing schedules. Information is also required on the number of ICPs that are included in each consumer group or price category code, and the energy delivered to these ICPs.
sch ref
8 | 8(i): Billed quantities by price component
9 | [7 empty] | Billed quantities by price component |  |  |  |  | Add extra columns for additional billed quantities by price component as necessary
10 | [6 empty] | Price component | Fixed Charge (July 2013 to September 2013) | Fixed Charge (October 2013 to June 2014) | Variable Charge (July 2013 to September 2013) | Variable Charge (October 2013 to June 2014)
11 |  | Consumer group name or price category code | Consumer type or types (eg, residential, commercial, etc.) | Standard or non-standard consumer group (specify) | Average no. of ICPs in disclosure year | Quantity of gas delivered to ICPs (TJ per annum) in disclosure year | Unit charging basis (eg, days, GJ, etc.) | Days | Days | GJ | GJ
12
13 |  | M6 (Active) | Residential and Commercial | Standard | 9426 | 209 |  | 873468 | 2566849 | 80679.4 | 128750.763
14 |  | M6 (Inactive) | Residential and Commercial | Standard | 349 | 0 |  | 28152 | 99099 | 0 | 0
15 |  | M12 | Residential and Commercial | Standard | 280 | 20 |  | 25151 | 76944 | 7081.343 | 12421.443
16 |  | M23 | Commercial and Industrial | Standard | 68 | 23 |  | 6110 | 18533 | 7093.811 | 15487.956
17 |  | M33 | Commercial and Industrial | Standard | 13 | 2 |  | 1196 | 3549 | 1014.254 | 1022.498
18 |  | M43 | Commercial and Industrial | Standard | 29 | 17 |  | 2668 | 7862 | 5525.124 | 11066.911
19 |  | M85 | Commercial and Industrial | Standard | 24 | 36 |  | 2207 | 6538 | 10567.823 | 25892.907
20 |  | M142 | Commercial and Industrial | Standard | 12 | 31 |  | 1032 | 3276 | 9711.171 | 21350.624
21 |  | M200 | Commercial and Industrial | Standard | 2 | 4 |  | 184 | 456 | 916.937 | 3029.246
22 |  | M450 | Commercial and Industrial | Standard | 1 | 0 |  | 92 | 273 | 101.994 | 118.978
23 |  | C12323 | Industrial | Non-standard | 1 | 115 |  | 92 | 273 | 22807.087 | 92016.793
|  | C12328 | Industrial | Non-standard | 1 | 6 |  | 92 | 273 | 836.188 | 5420.499
|  | C12329 | Industrial | Non-standard | 1 | 57 |  | 92 | 273 | 14856.397 | 41812.2
|  | C12337 | Industrial | Non-standard | 1 | 28 |  | 92 | 273 | 7238.179 | 20642.496
|  | C14688 | Industrial | Non-standard | 1 | 66 |  | 92 | 273 | 18847.205 | 47606.931
|  | C14691 | Industrial | Non-standard | 1 | 20 |  | 92 | 273 | 5304.236 | 14696.441
|  | C16459 | Industrial | Non-standard | 1 | 36 |  | 92 | 273 | 10795.501 | 25675.562
|  | C17499 | Industrial | Non-standard | 1 | 19 |  | 92 | 273 | 6442.543 | 12479.08
|  | C26262 | Industrial | Non-standard | 1 | 26 |  | 92 | 273 | 7770.958 | 18056.296
|  | C26444 | Industrial | Non-standard | 1 | 149 |  | 92 | 273 | 39928.213 | 109356.751
|  | C26779 | Industrial | Non-standard | 1 | 18 |  | 92 | 273 | 4768.022 | 13709.242
24 |  | C31266 | Industrial | Non-standard | 1 | 224 |  | 92 | 273 | 43917.923 | 179788.562
25 |  | Add extra rows for additional consumer groups or price category codes as necessary
26 |  |  |  | Standard consumer totals | 10204 | 342 |  | 940260 | 2783379 | 122691.857 | 219141.326 | 0
27 |  |  |  | Non-standard consumer totals | 12 | 764 |  | 1104 | 3276 | 183512.452 | 581260.853 | 0
28 |  |  |  | Total for all consumers | 10216 | 1106 |  | 941364 | 2786655 | 306204.309 | 800402.179 | 0
29
38 | 8(ii): Line charge revenues ($000) by price component
39 | [7 empty] | Line charge revenues ($000) by price component |  |  |  |  | Add extra columns for additional line charge revenues by price component as necessary
40 | [6 empty] | Price component | Fixed Charge (July 2013 to September 2013) | Fixed Charge (October 2013 to June 2014) | Variable Charge (July 2013 to September 2013) | Variable Charge (October 2013 to June 2014)
41 |  | Consumer group name or price category code | Consumer type or types (eg, residential, commercial, etc.) | Standard or non-standard consumer group (specify) | Total line charge revenue in disclosure year | Notional revenue foregone (if applicable) | Rate (eg, $/day, $/GJ, etc.) | $/Day | $/Day | $/GJ | $/GJ
42
43 |  | M6 (Active) | Residential and Commercial | Standard | 3118 |  |  | 431 | 1259 | 516 | 912
44 |  | M6 (Inactive) | Residential and Commercial | Standard | 14 |  |  | 14 | 0 | 0 | 0
45 |  | M12 | Residential and Commercial | Standard | 172 |  |  | 9 | 38 | 45 | 80
46 |  | M23 | Commercial and Industrial | Standard | 163 |  |  | 3 | 13 | 45 | 102
47 |  | M33 | Commercial and Industrial | Standard | 16 |  |  | 1 | 2 | 6 | 7
48 |  | M43 | Commercial and Industrial | Standard | 116 |  |  | 2 | 12 | 35 | 67
49 |  | M85 | Commercial and Industrial | Standard | 241 |  |  | 2 | 10 | 68 | 161
50 |  | M142 | Commercial and Industrial | Standard | 205 |  |  | 2 | 5 | 62 | 136
51 |  | M200 | Commercial and Industrial | Standard | 27 |  |  | 0 | 7 | 6 | 14
52 |  | M450 | Commercial and Industrial | Standard | 5 |  |  | 0 | 4 | 0 | 1
53 |  | C12323 | Industrial | Non-standard | 20 |  |  | 5 | 15 | 0 | 0
|  | C12328 | Industrial | Non-standard | 25 |  |  | 6 | 19 | 0 | 0
|  | C12329 | Industrial | Non-standard | 5 |  |  | 1 | 4 | 0 | 0
|  | C12337 | Industrial | Non-standard | 8 |  |  | 2 | 6 | 0 | 0
|  | C14688 | Industrial | Non-standard | 60 |  |  | 14 | 46 | 0 | 0
|  | C14691 | Industrial | Non-standard | 47 |  |  | 12 | 35 | 0 | 0
|  | C16459 | Industrial | Non-standard | 8 |  |  | 2 | 6 | 0 | 0
|  | C17499 | Industrial | Non-standard | 49 |  |  | 13 | 36 | 0 | 0
|  | C26262 | Industrial | Non-standard | 11 |  |  | 3 | 8 | 0 | 0
|  | C26444 | Industrial | Non-standard | 11 |  |  | 2 | 9 | 0 | 0
|  | C26779 | Industrial | Non-standard | 98 |  |  | 25 | 73 | 0 | 0
54 |  | C31266 | Industrial | Non-standard | 20 |  |  | 5 | 15 | 0 | 0
55 |  | Add extra rows for additional consumer groups or price category codes as necessary
56 |  |  |  | Standard consumer totals | 4077 | 0 |  | 464 | 1350 | 783 | 1480 | 0
57 |  |  |  | Non-standard consumer totals | 362 | 0 |  | 90 | 272 | 0 | 0 | 0
58 |  |  |  | Total for all consumers | 4439 | 0 |  | 554 | 1622 | 783 | 1480 | 0

## Powerco s8 Central DY2014
[9 empty] | Company Name | Powerco Limited
[9 empty] | For Year Ended | 2014-09-30
[9 empty] | Network / Sub-Network Name | Central Network
SCHEDULE 8: REPORT ON BILLED QUANTITIES AND LINE CHARGE REVENUES
This schedule requires the billed quantities and associated line charge revenues for the disclosure year for each consumer group or price category code used by the GDB in its pricing schedules. Information is also required on the number of ICPs that are included in each consumer group or price category code, and the energy delivered to these ICPs.
sch ref
8 | 8(i): Billed quantities by price component
9 | [7 empty] | Billed quantities by price component |  |  |  |  | Add extra columns for additional billed quantities by price component as necessary
10 | [6 empty] | Price component | Fixed | Variable
11 |  | Consumer group name or price category code | Consumer type or types (eg, residential, commercial, etc.) | Standard or non-standard consumer group (specify) | Average no. of ICPs in disclosure year | Quantity of gas delivered to ICPs (TJ per annum) in disclosure year | Unit charging basis (eg, days, GJ, etc.) | Days | GJ
12
13 |  | G06 | Residential | Standard | 11914.5 | 164.8546 |  | 0 | 164854.552
14 |  | G11 | Residential / Small Commercial | Standard | 30648.5 | 921.4328 |  | 11186702.5 | 921432.784
15 |  | G12 | Commercial | Standard | 666.5 | 184.859 |  | 243272.5 | 184858.954
16 |  | G14 | Commercial | Standard | 282 | 227.8681 |  | 102930 | 227868.11
17 |  | G16 | Commercial | Standard | 170.5 | 293.7301 |  | 62232.5 | 293730.06
18 |  | G18 | Commercial | Standard | 33.5 | 122.3243 |  | 12227.5 | 122324.29
19 |  | G30 | Commercial | Non-standard | 23.5 | 144.4983 |  | 5889 | 144498.274
20 |  | G40 | Industrial | Non-standard | 72.5 | 3332.1943 |  | 24572 | 3332194.34
21 |  |  |  | [Select one] | 0 | 0 |  | 0 | 0
22 |  |  |  | [Select one] | 0 | 0 |  | 0 | 0
23 |  |  |  | [Select one] | 0 | 0 |  | 0 | 0
24 |  |  |  | [Select one] | 0 | 0 |  | 0 | 0
25 |  | Add extra rows for additional consumer groups or price category codes as necessary
26 |  |  |  | Standard consumer totals | 43715.5 | 1915.0687 |  | 11607365 | 1915068.75 | 0 | 0 | 0
27 |  |  |  | Non-standard consumer totals | 96 | 3476.6926 |  | 30461 | 3476692.614 | 0 | 0 | 0
28 |  |  |  | Total for all consumers | 43811.5 | 5391.7614 |  | 11637826 | 5391761.364 | 0 | 0 | 0
29
38 | 8(ii): Line charge revenues ($000) by price component
39 | [7 empty] | Line charge revenues ($000) by price component |  |  |  |  | Add extra columns for additional line charge revenues by price component as necessary
40 | [6 empty] | Price component | Fixed | Variable
41 |  | Consumer group name or price category code | Consumer type or types (eg, residential, commercial, etc.) | Standard or non-standard consumer group (specify) | Total line charge revenue in disclosure year | Notional revenue foregone (if applicable) | Rate (eg, $/day, $/GJ, etc.) | Days | GJ
42
43 |  | G06 | Residential | Standard | 2972.0741 | 0 |  | 0 | 2972.0741 | 0
44 |  | G11 | Residential / Small Commercial | Standard | 12129.2091 | 0 |  | 6821.3609 | 5307.8482 | 0
45 |  | G12 | Commercial | Standard | 1251.5867 | 0 |  | 345.4488 | 906.138 | 0
46 |  | G14 | Commercial | Standard | 1276.8098 | 0 |  | 419.0281 | 857.7817 | 0
47 |  | G16 | Commercial | Standard | 1307.2966 | 0 |  | 289.6919 | 1017.6047 | 0
48 |  | G18 | Commercial | Standard | 442.4385 | 0 |  | 109.8905 | 332.548 | 0
49 |  | G30 | Commercial | Non-standard | 502.2167 | 0 |  | 129.6577 | 372.5591 | 0
50 |  | G40 | Industrial | Non-standard | 3370.0865 | 0 |  | 1292.2721 | 2077.8144 | 0
51 |  |  |  | [Select one] | 0 | 0 |  | 0 | 0 | 0
52 |  |  |  | [Select one] | 0 | 0 |  | 0 | 0 | 0
53 |  |  |  | [Select one] | 0 | 0 |  | 0 | 0 | 0
54 |  |  |  | [Select one] | 0 | 0 |  | 0 | 0 | 0
55 |  | Add extra rows for additional consumer groups or price category codes as necessary
56 |  |  |  | Standard consumer totals | 19379.4149 | 0 |  | 7985.4203 | 11393.9947 | 0 | 0 | 0
57 |  |  |  | Non-standard consumer totals | 3872.3033 | 0 |  | 1421.9298 | 2450.3735 | 0 | 0 | 0
58 |  |  |  | Total for all consumers | 23251.7182 | 0 |  | 9407.3501 | 13844.3682 | 0 | 0 | 0

## Powerco s8 Lower DY2014
[9 empty] | Company Name | Powerco Limited
[9 empty] | For Year Ended | 2014-09-30
[9 empty] | Network / Sub-Network Name | Lower Network
SCHEDULE 8: REPORT ON BILLED QUANTITIES AND LINE CHARGE REVENUES
This schedule requires the billed quantities and associated line charge revenues for the disclosure year for each consumer group or price category code used by the GDB in its pricing schedules. Information is also required on the number of ICPs that are included in each consumer group or price category code, and the energy delivered to these ICPs.
sch ref
8 | 8(i): Billed quantities by price component
9 | [7 empty] | Billed quantities by price component |  |  |  |  | Add extra columns for additional billed quantities by price component as necessary
10 | [6 empty] | Price component | Fixed | Variable
11 |  | Consumer group name or price category code | Consumer type or types (eg, residential, commercial, etc.) | Standard or non-standard consumer group (specify) | Average no. of ICPs in disclosure year | Quantity of gas delivered to ICPs (TJ per annum) in disclosure year | Unit charging basis (eg, days, GJ, etc.) | Days | GJ
12
13 |  | G06 | Residential | Standard | 13145.5 | 186.3591 |  | 0 | 186359.139
14 |  | G11 | Residential / Small Commercial | Standard | 44556 | 1661.7112 |  | 16262940 | 1661711.226
15 |  | G12 | Commercial | Standard | 1039.5 | 228.5023 |  | 379417.5 | 228502.348
16 |  | G14 | Commercial | Standard | 253 | 182.0886 |  | 92345 | 182088.599
17 |  | G16 | Commercial | Standard | 108.5 | 226.4017 |  | 39602.5 | 226401.743
18 |  | G18 | Commercial | Standard | 24 | 53.7317 |  | 8760 | 53731.666
19 |  | G30 | Commercial | Non-standard | 107 | 339.505 |  | 27656 | 339505.031
20 |  | G40 | Industrial | Non-standard | 31 | 632.891 |  | 7048 | 632890.992
21 |  |  |  | [Select one] | 0 | 0 |  | 0 | 0
22 |  |  |  | [Select one] | 0 | 0 |  | 0 | 0
23 |  |  |  | [Select one] | 0 | 0 |  | 0 | 0
24 |  |  |  | [Select one] | 0 | 0 |  | 0 | 0
25 |  | Add extra rows for additional consumer groups or price category codes as necessary
26 |  |  |  | Standard consumer totals | 59126.5 | 2538.7947 |  | 16783065 | 2538794.721 | 0 | 0 | 0
27 |  |  |  | Non-standard consumer totals | 138 | 972.396 |  | 34704 | 972396.023 | 0 | 0 | 0
28 |  |  |  | Total for all consumers | 59264.5 | 3511.1907 |  | 16817769 | 3511190.744 | 0 | 0 | 0
29
38 | 8(ii): Line charge revenues ($000) by price component
39 | [7 empty] | Line charge revenues ($000) by price component |  |  |  |  | Add extra columns for additional line charge revenues by price component as necessary
40 | [6 empty] | Price component | Fixed | Variable
41 |  | Consumer group name or price category code | Consumer type or types (eg, residential, commercial, etc.) | Standard or non-standard consumer group (specify) | Total line charge revenue in disclosure year | Notional revenue foregone (if applicable) | Rate (eg, $/day, $/GJ, etc.) | Days | GJ
42
43 |  | G06 | Residential | Standard | 3095.3151 |  |  | 0 | 3095.3151 | 0
44 |  | G11 | Residential / Small Commercial | Standard | 16610.1954 |  |  | 7547.4031 | 9062.7923 | 0
45 |  | G12 | Commercial | Standard | 1461.3808 |  |  | 256.9326 | 1204.4482 | 0
46 |  | G14 | Commercial | Standard | 1327.0384 |  |  | 422.9673 | 904.0711 | 0
47 |  | G16 | Commercial | Standard | 1378.6504 |  |  | 298.9021 | 1079.7484 | 0
48 |  | G18 | Commercial | Standard | 339.6704 |  |  | 89.5101 | 250.1602 | 0
49 |  | G30 | Commercial | Non-standard | 797.8419 |  |  | 259.6998 | 538.1421 | 0
50 |  | G40 | Industrial | Non-standard | 882.0896 |  |  | 210.5955 | 671.4941 | 0
51 |  |  |  | [Select one] | 0 |  |  | 0 | 0 | 0
52 |  |  |  | [Select one] | 0 |  |  | 0 | 0 | 0
53 |  |  |  | [Select one] | 0 |  |  | 0 | 0 | 0
54 |  |  |  | [Select one] | 0 |  |  | 0 | 0 | 0
55 |  | Add extra rows for additional consumer groups or price category codes as necessary
56 |  |  |  | Standard consumer totals | 24212.2505 |  |  | 8615.7151 | 15596.5354 | 0 | 0 | 0
57 |  |  |  | Non-standard consumer totals | 1679.9315 | 0 |  | 470.2953 | 1209.6362 | 0 | 0 | 0
58 |  |  |  | Total for all consumers | 25892.182 | 0 |  | 9086.0104 | 16806.1716 | 0 | 0 | 0

## Powerco s8 Total DY2014
[9 empty] | Company Name | Powerco Limited
[9 empty] | For Year Ended | 2014-09-30
[9 empty] | Network / Sub-Network Name | Powerco Limited
SCHEDULE 8: REPORT ON BILLED QUANTITIES AND LINE CHARGE REVENUES
This schedule requires the billed quantities and associated line charge revenues for the disclosure year for each consumer group or price category code used by the GDB in its pricing schedules. Information is also required on the number of ICPs that are included in each consumer group or price category code, and the energy delivered to these ICPs.
sch ref
8 | 8(i): Billed quantities by price component
9 | [7 empty] | Billed quantities by price component |  |  |  |  | Add extra columns for additional billed quantities by price component as necessary
10 | [6 empty] | Price component | Fixed | Variable
11 |  | Consumer group name or price category code | Consumer type or types (eg, residential, commercial, etc.) | Standard or non-standard consumer group (specify) | Average no. of ICPs in disclosure year | Quantity of gas delivered to ICPs (TJ per annum) in disclosure year | Unit charging basis (eg, days, GJ, etc.) | Days | GJ
12
13 |  | G06 | Residential | Standard | 25060 | 351.2137 |  | 0 | 351213.691
14 |  | G11 | Residential / Small Commercial | Standard | 75204.5 | 2583.144 |  | 27449642.5 | 2583144.01
15 |  | G12 | Commercial | Standard | 1706 | 413.3613 |  | 622690 | 413361.302
16 |  | G14 | Commercial | Standard | 535 | 409.9567 |  | 195275 | 409956.709
17 |  | G16 | Commercial | Standard | 279 | 520.1318 |  | 101835 | 520131.803
18 |  | G18 | Commercial | Standard | 57.5 | 176.056 |  | 20987.5 | 176055.956
19 |  | G30 | Commercial | Non-standard | 130.5 | 484.0033 |  | 33545 | 484003.305
20 |  | G40 | Industrial | Non-standard | 103.5 | 3965.0853 |  | 31620 | 3965085.332
21 |  |  |  | [Select one] | 0 | 0 |  | 0 | 0
22 |  |  |  | [Select one] | 0 | 0 |  | 0 | 0
23 |  |  |  | [Select one] | 0 | 0 |  | 0 | 0
24 |  |  |  | [Select one] | 0 | 0 |  | 0 | 0
25 |  | Add extra rows for additional consumer groups or price category codes as necessary
26 |  |  |  | Standard consumer totals | 102842 | 4453.8635 |  | 28390430 | 4453863.471 | 0 | 0 | 0
27 |  |  |  | Non-standard consumer totals | 234 | 4449.0886 |  | 65165 | 4449088.637 | 0 | 0 | 0
28 |  |  |  | Total for all consumers | 103076 | 8902.9521 |  | 28455595 | 8902952.108 | 0 | 0 | 0
29
38 | 8(ii): Line charge revenues ($000) by price component
39 | [7 empty] | Line charge revenues ($000) by price component |  |  |  |  | Add extra columns for additional line charge revenues by price component as necessary
40 | [6 empty] | Price component | Fixed | Variable
41 |  | Consumer group name or price category code | Consumer type or types (eg, residential, commercial, etc.) | Standard or non-standard consumer group (specify) | Total line charge revenue in disclosure year | Notional revenue foregone (if applicable) | Rate (eg, $/day, $/GJ, etc.) | $/day | $/GJ
42
43 |  | G06 | Residential | Standard | 6058.7583 | 0 |  | 0 | 6058.7583 | 0
44 |  | G11 | Residential / Small Commercial | Standard | 28783.5097 | 0 |  | 14368.764 | 14414.7457 | 0
45 |  | G12 | Commercial | Standard | 2714.7264 | 0 |  | 602.3814 | 2112.345 | 0
46 |  | G14 | Commercial | Standard | 2601.5377 | 0 |  | 841.9954 | 1759.5423 | 0
47 |  | G16 | Commercial | Standard | 2683.3278 | 0 |  | 588.594 | 2094.7338 | 0
48 |  | G18 | Commercial | Standard | 779.5237 | 0 |  | 199.4006 | 580.1231 | 0
49 |  | G30 | Commercial | Non-standard | 1301.5047 | 0 |  | 389.3574 | 912.1472 | 0
50 |  | G40 | Industrial | Non-standard | 4221.012 | 0 |  | 1502.8677 | 2718.1443 | 0
51 |  |  |  | [Select one] | 0 | 0 |  | 0 | 0 | 0
52 |  |  |  | [Select one] | 0 | 0 |  | 0 | 0 | 0
53 |  |  |  | [Select one] | 0 | 0 |  | 0 | 0 | 0
54 |  |  |  | [Select one] | 0 | 0 |  | 0 | 0 | 0
55 |  | Add extra rows for additional consumer groups or price category codes as necessary
56 |  |  |  | Standard consumer totals | 43621.3836 | 0 |  | 16601.1354 | 27020.2482 | 0 | 0 | 0
57 |  |  |  | Non-standard consumer totals | 5522.5166 | 0 |  | 1892.2251 | 3630.2915 | 0 | 0 | 0
58 |  |  |  | Total for all consumers | 49143.9002 | 0 |  | 18493.3605 | 30650.5397 | 0 | 0 | 0

## Vector GDB s8 Akl DY2014
[9 empty] | Company Name | Vector - gas distribution business
[9 empty] | For Year Ended | 2014-06-30
[9 empty] | Network / Sub-Network Name | Auckland
SCHEDULE 8: REPORT ON BILLED QUANTITIES AND LINE CHARGE REVENUES
This schedule requires the billed quantities and associated line charge revenues for the disclosure year for each consumer group or price category code used by the GDB in its pricing schedules. Information is also required on the number of ICPs that are included in each consumer group or price category code, and the energy delivered to these ICPs.
sch ref
8 | 8(i): Billed quantities by price component
9 | [7 empty] | Billed quantities by price component |  |  |  |  | Add extra columns for additional billed quantities by price component as necessary
10 | [6 empty] | Price component | Fixed | Variable
11 |  | Consumer group name or price category code | Consumer type or types (eg, residential, commercial, etc.) | Standard or non-standard consumer group (specify) | Average no. of ICPs in disclosure year | Quantity of gas delivered to ICPs (TJ per annum) in disclosure year | Unit charging basis (eg, days, GJ, etc.) | Days | kWh
12
13 |  | GA0R | Residential | Standard | 88046 | 2119 |  | 32105913 | 588524914
14 |  | GA01 | Commercial | Standard | 2236 | 213 |  | 813582 | 59174239
15 |  | GA02 | Commercial | Standard | 2460 | 790 |  | 897885 | 219396528
16 |  | GA03 | Commercial | Standard | 869 | 1774 |  | 316432 | 492904167
17 |  | GA04 | Commercial | Standard | 140 | 1898 |  | 51089 | 527206493
18 |  | Non-standard | Commercial | Non-standard | 52 | 5261 |  | 18906 | 1461482533
19
20
21
22
23
24
25 |  | Add extra rows for additional consumer groups or price category codes as necessary
26 |  |  |  | Standard consumer totals | 93751 | 6794 |  | 34184901 | 1887206341 | 0 | 0 | 0
27 |  |  |  | Non-standard consumer totals | 52 | 5261 |  | 18906 | 1461482533 | 0 | 0 | 0
28 |  |  |  | Total for all consumers | 93803 | 12055 |  | 34203807 | 3348688874 | 0 | 0 | 0
29
38 | 8(ii): Line charge revenues ($000) by price component
39 | [7 empty] | Line charge revenues ($000) by price component |  |  |  |  | Add extra columns for additional line charge revenues by price component as necessary
40 | [6 empty] | Price component | Fixed | Variable
41 |  | Consumer group name or price category code | Consumer type or types (eg, residential, commercial, etc.) | Standard or non-standard consumer group (specify) | Total line charge revenue in disclosure year | Notional revenue foregone (if applicable) | Rate (eg, $/day, $/GJ, etc.) | $/Day | $/kWh
42
43 |  | GA0R | Residential | Standard | 25755.01 |  |  | 9484.79 | 16270.22
44 |  | GA01 | Commercial | Standard | 1577.83 |  |  | 389.16 | 1188.67
45 |  | GA02 | Commercial | Standard | 4254.44 |  |  | 927.08 | 3327.36
46 |  | GA03 | Commercial | Standard | 6493.13 |  |  | 1258.4 | 5234.73
47 |  | GA04 | Commercial | Standard | 4432.17 |  |  | 620.5 | 3811.67
48 |  | Non-standard | Commercial | Non-standard | 4465.23 |  |  | 3203.56 | 1261.67
49 |  |  |  |  | 0
50 |  |  |  |  | 0
51 |  |  |  |  | 0
52 |  |  |  |  | 0
53 |  |  |  |  | 0
54 |  |  |  |  | 0
55 |  | Add extra rows for additional consumer groups or price category codes as necessary
56 |  |  |  | Standard consumer totals | 42512.58 | 0 |  | 12679.93 | 29832.65 | 0 | 0 | 0
57 |  |  |  | Non-standard consumer totals | 4465.23 | 0 |  | 3203.56 | 1261.67 | 0 | 0 | 0
58 |  |  |  | Total for all consumers | 46977.81 | 0 |  | 15883.49 | 31094.32 | 0 | 0 | 0

## Vector GDB s8 NI DY2014
[9 empty] | Company Name | Vector - gas distribution business
[9 empty] | For Year Ended | 2014-06-30
[9 empty] | Network / Sub-Network Name | North Island
SCHEDULE 8: REPORT ON BILLED QUANTITIES AND LINE CHARGE REVENUES
This schedule requires the billed quantities and associated line charge revenues for the disclosure year for each consumer group or price category code used by the GDB in its pricing schedules. Information is also required on the number of ICPs that are included in each consumer group or price category code, and the energy delivered to these ICPs.
sch ref
8 | 8(i): Billed quantities by price component
9 | [7 empty] | Billed quantities by price component |  |  |  |  | Add extra columns for additional billed quantities by price component as necessary
10 | [6 empty] | Price component | Fixed | Variable
11 |  | Consumer group name or price category code | Consumer type or types (eg, residential, commercial, etc.) | Standard or non-standard consumer group (specify) | Average no. of ICPs in disclosure year | Quantity of gas delivered to ICPs (TJ per annum) in disclosure year | Unit charging basis (eg, days, GJ, etc.) | Days | kWh
12
13 |  | GN0R | Residential | Standard | 60452 | 1252 |  | 22037837 | 347827104
14 |  | GN01 | Commercial | Standard | 2118 | 161 |  | 772691 | 44762007
15 |  | GN02 | Commercial | Standard | 1348 | 406 |  | 491468 | 112835628
16 |  | GN03 | Commercial | Standard | 509 | 843 |  | 185799 | 234100965
17 |  | GN04 | Commercial | Standard | 64 | 999 |  | 23289 | 277463987
18 |  | Non-standard | Commercial | Non-standard | 40 | 6026 |  | 12918 | 1673928105
19
20
21
22
23
24
25 |  | Add extra rows for additional consumer groups or price category codes as necessary
26 |  |  |  | Standard consumer totals | 64491 | 3661 |  | 23511084 | 1016989691 | 0 | 0 | 0
27 |  |  |  | Non-standard consumer totals | 40 | 6026 |  | 12918 | 1673928105 | 0 | 0 | 0
28 |  |  |  | Total for all consumers | 64531 | 9687 |  | 23524002 | 2690917796 | 0 | 0 | 0
29
38 | 8(ii): Line charge revenues ($000) by price component
39 | [7 empty] | Line charge revenues ($000) by price component |  |  |  |  | Add extra columns for additional line charge revenues by price component as necessary
40 | [6 empty] | Price component | Fixed | Variable
41 |  | Consumer group name or price category code | Consumer type or types (eg, residential, commercial, etc.) | Standard or non-standard consumer group (specify) | Total line charge revenue in disclosure year | Notional revenue foregone (if applicable) | Rate (eg, $/day, $/GJ, etc.) | $/Day | $/kWh
42
43 |  | GN0R | Residential | Standard | 15941.95 |  |  | 6349.79 | 9592.16
44 |  | GN01 | Commercial | Standard | 1246.68 |  |  | 354.92 | 891.76
45 |  | GN02 | Commercial | Standard | 2316.16 |  |  | 391.95 | 1924.21
46 |  | GN03 | Commercial | Standard | 3698.45 |  |  | 695.93 | 3002.52
47 |  | GN04 | Commercial | Standard | 2176.46 |  |  | 272.63 | 1903.83
48 |  | Non-standard | Commercial | Non-standard | 2306.76 |  |  | 1855.71 | 451.05
49 |  |  |  |  | 0
50 |  |  |  |  | 0
51 |  |  |  |  | 0
52 |  |  |  |  | 0
53 |  |  |  |  | 0
54 |  |  |  |  | 0
55 |  | Add extra rows for additional consumer groups or price category codes as necessary
56 |  |  |  | Standard consumer totals | 25379.7 | 0 |  | 8065.22 | 17314.48 | 0 | 0 | 0
57 |  |  |  | Non-standard consumer totals | 2306.76 | 0 |  | 1855.71 | 451.05 | 0 | 0 | 0
58 |  |  |  | Total for all consumers | 27686.46 | 0 |  | 9920.93 | 17765.53 | 0 | 0 | 0

## Vector GDB s8 Total DY2014
[9 empty] | Company Name | Vector - gas distribution business
[9 empty] | For Year Ended | 2014-06-30
[9 empty] | Network / Sub-Network Name | Combined
SCHEDULE 8: REPORT ON BILLED QUANTITIES AND LINE CHARGE REVENUES
This schedule requires the billed quantities and associated line charge revenues for the disclosure year for each consumer group or price category code used by the GDB in its pricing schedules. Information is also required on the number of ICPs that are included in each consumer group or price category code, and the energy delivered to these ICPs.
sch ref
8 | 8(i): Billed quantities by price component
9 | [7 empty] | Billed quantities by price component |  |  |  |  | Add extra columns for additional billed quantities by price component as necessary
10 | [6 empty] | Price component | Fixed | Variable
11 |  | Consumer group name or price category code | Consumer type or types (eg, residential, commercial, etc.) | Standard or non-standard consumer group (specify) | Average no. of ICPs in disclosure year | Quantity of gas delivered to ICPs (TJ per annum) in disclosure year | Unit charging basis (eg, days, GJ, etc.) | Days | kWh
12
13 |  | GA0R | Residential | Standard | 88046 | 2119 |  | 32105913 | 588524914.1
14 |  | GA01 | Commercial | Standard | 2236 | 213 |  | 813582 | 59174238.6
15 |  | GA02 | Commercial | Standard | 2460 | 790 |  | 897885 | 219396527.6
16 |  | GA03 | Commercial | Standard | 869 | 1774 |  | 316432 | 492904166.8
17 |  | GA04 | Commercial | Standard | 140 | 1898 |  | 51089 | 527206493.1
18 |  | GN0R | Residential | Standard | 60452 | 1252 |  | 22037837 | 347827104.3
19 |  | GN01 | Commercial | Standard | 2118 | 161 |  | 772691 | 44762006.6
20 |  | GN02 | Commercial | Standard | 1348 | 406 |  | 491468 | 112835628.4
21 |  | GN03 | Commercial | Standard | 509 | 843 |  | 185799 | 234100965.1
22 |  | GN04 | Commercial | Standard | 64 | 999 |  | 23289 | 277463987.1
23 |  | Non-standard | Commercial | Non-standard | 92 | 11287 |  | 31824 | 3135410638
24
25 |  | Add extra rows for additional consumer groups or price category codes as necessary
26 |  |  |  | Standard consumer totals | 158242 | 10455 |  | 57695985 | 2904196031.7 | 0 | 0 | 0
27 |  |  |  | Non-standard consumer totals | 92 | 11287 |  | 31824 | 3135410638 | 0 | 0 | 0
28 |  |  |  | Total for all consumers | 158334 | 21742 |  | 57727809 | 6039606669.7 | 0 | 0 | 0
29
38 | 8(ii): Line charge revenues ($000) by price component
39 | [7 empty] | Line charge revenues ($000) by price component |  |  |  |  | Add extra columns for additional line charge revenues by price component as necessary
40 | [6 empty] | Price component | Fixed | Variable
41 |  | Consumer group name or price category code | Consumer type or types (eg, residential, commercial, etc.) | Standard or non-standard consumer group (specify) | Total line charge revenue in disclosure year | Notional revenue foregone (if applicable) | Rate (eg, $/day, $/GJ, etc.) | $/Day | $/kWh
42
43 |  | GA0R | Residential | Standard | 25755.01 |  |  | 9484.79 | 16270.22
44 |  | GA01 | Commercial | Standard | 1577.83 |  |  | 389.16 | 1188.67
45 |  | GA02 | Commercial | Standard | 4254.44 |  |  | 927.08 | 3327.36
46 |  | GA03 | Commercial | Standard | 6493.13 |  |  | 1258.4 | 5234.73
47 |  | GA04 | Commercial | Standard | 4432.17 |  |  | 620.5 | 3811.67
48 |  | GN0R | Residential | Standard | 15941.95 |  |  | 6349.79 | 9592.16
49 |  | GN01 | Commercial | Standard | 1246.68 |  |  | 354.92 | 891.76
50 |  | GN02 | Commercial | Standard | 2316.16 |  |  | 391.95 | 1924.21
51 |  | GN03 | Commercial | Standard | 3698.45 |  |  | 695.93 | 3002.52
52 |  | GN04 | Commercial | Standard | 2176.46 |  |  | 272.63 | 1903.83
53 |  | Non-standard | Commercial | Non-standard | 6771.99 |  |  | 5059.27 | 1712.72
54 |  |  |  | [Select one] | 0
55 |  | Add extra rows for additional consumer groups or price category codes as necessary
56 |  |  |  | Standard consumer totals | 67892.28 | 0 |  | 20745.15 | 47147.13 | 0 | 0 | 0
57 |  |  |  | Non-standard consumer totals | 6771.99 | 0 |  | 5059.27 | 1712.72 | 0 | 0 | 0
58 |  |  |  | Total for all consumers | 74664.27 | 0 |  | 25804.42 | 48859.85 | 0 | 0 | 0

## GasNet s9a DY2013
|  |  |  | Company Name | GasNet Limited
|  |  |  | For Year Ended | 2013-06-30
Network / Sub-network Name
SCHEDULE 9a: ASSET REGISTER
This schedule requires a summary of the quantity of assets that make up the network, by asset category and asset class.
sch ref
8 | Operating Pressure | Asset Category | Asset Class | Units | Items at start of year (quantity) | Items at end of year (quantity) | Net change | Data accuracy (1–4)
9 | Intermediate Pressure | Main pipe | IP PE main pipe | km | 0 | 0 | 0 | N/A
10 | Intermediate Pressure | Main pipe | IP steel main pipe | km | 23.916 | 23.913 | -0.003 | 3
11 | Intermediate Pressure | Main pipe | IP other main pipe | km | 0 | 0 | 0 | N/A
12 | Intermediate Pressure | Service pipe | IP PE service pipe | km | 0 | 0 | 0 | N/A
13 | Intermediate Pressure | Service pipe | IP steel service pipe | km | 1.136 | 1.098 | -0.038 | 3
14 | Intermediate Pressure | Service pipe | IP other service pipe | km | 0.045 | 0.045 | 0 | 3
15 | Intermediate Pressure | Stations | Intermediate pressure DRS | No. | 17 | 17 | 0 | 3
16 | Intermediate Pressure | Line valve | IP line valves | No. | 38 | 43 | 5 | 2
17 | Intermediate Pressure | Special crossings | IP crossings | No. | 17 | 17 | 0 | 3
18 | Medium Pressure | Main pipe | MP PE main pipe | km | 135.731 | 138.24 | 2.509 | 3
19 | Medium Pressure | Main pipe | MP steel main pipe | km | 7.132 | 7.193 | 0.061 | 3
20 | Medium Pressure | Main pipe | MP other main pipe | km | 0.194 | 0.134 | -0.06 | 2
21 | Medium Pressure | Service pipe | MP PE service pipe | km | 70.419 | 71.744 | 1.325 | 3
22 | Medium Pressure | Service pipe | MP steel service pipe | km | 0.313 | 0.271 | -0.042 | 3
23 | Medium Pressure | Service pipe | MP other service pipe | km | 0.237 | 0.24 | 0.003 | 3
24 | Medium Pressure | Stations | Medium pressure DRS | No. | 32 | 32 | 0 | 3
25 | Medium Pressure | Line valve | MP line valves | No. | 113 | 113 | 0 | 2
26 | Medium Pressure | Special crossings | MP special crossings | No. | 20 | 20 | 0 | 3
27 | Low Pressure | Main pipe | LP PE main pipe | km | 161.571 | 162.994 | 1.423 | 3
28 | Low Pressure | Main pipe | LP steel main pipe | km | 8.312 | 7.951 | -0.361 | 3
29 | Low Pressure | Main pipe | LP other main pipe | km | 51.48 | 49.989 | -1.491 | 2
30 | Low Pressure | Service pipe | LP PE service pipe | km | 169.231 | 170.174 | 0.943 | 3
31 | Low Pressure | Service pipe | LP steel service pipe | km | 4.306 | 3.909 | -0.397 | 3
32 | Low Pressure | Service pipe | LP other service pipe | km | 7.631 | 7.107 | -0.524 | 3
33 | Low Pressure | Line valve | LP line valves | No. | 9 | 14 | 5 | 2
34 | Low Pressure | Special crossings | LP special crossings | No. | 15 | 15 | 0 | 3
35 | All | Monitoring & control systems | Remote terminal units | No. | 17 | 20 | 3 | 4
36 | All | Cathodic protection systems | Cathodic protection | No. | 2 | 2 | 0 | 4

## Powerco s9a Central DY2013
|  |  |  | Company Name | Powerco Limited
|  |  |  | For Year Ended | 2013-09-30
|  |  |  | Network / Sub-network Name | Central Network
SCHEDULE 9a: ASSET REGISTER
This schedule requires a summary of the quantity of assets that make up the network, by asset category and asset class.
sch ref
8 | Operating Pressure | Asset Category | Asset Class | Units | Items at start of year (quantity) | Items at end of year (quantity) | Net change | Data accuracy (1–4)
9 | Intermediate Pressure | Main pipe | IP PE main pipe | km | 0 | 1.3293 | 1.3293 | 3
10 | Intermediate Pressure | Main pipe | IP steel main pipe | km | 0 | 105.0962 | 105.0962 | 3
11 | Intermediate Pressure | Main pipe | IP other main pipe | km | 0 | 0.33613 | 0.33613 | 3
12 | Intermediate Pressure | Service pipe | IP PE service pipe | km | 0 | 0.14 | 0.14 | 3
13 | Intermediate Pressure | Service pipe | IP steel service pipe | km | 0 | 3.31 | 3.31 | 3
14 | Intermediate Pressure | Service pipe | IP other service pipe | km | 0 | 0.03 | 0.03 | 3
15 | Intermediate Pressure | Stations | Intermediate pressure DRS | No. | 0 | 55 | 55 | 2
16 | Intermediate Pressure | Line valve | IP line valves | No. | 0 | 188 | 188 | 3
17 | Intermediate Pressure | Special crossings | IP crossings | No. | 0 | 3 | 3 | 2
18 | Medium Pressure | Main pipe | MP PE main pipe | km | 0 | 1769.6967 | 1769.6967 | 3
19 | Medium Pressure | Main pipe | MP steel main pipe | km | 0 | 140.9636 | 140.9636 | 3
20 | Medium Pressure | Main pipe | MP other main pipe | km | 0 | 21.7435 | 21.7435 | 3
21 | Medium Pressure | Service pipe | MP PE service pipe | km | 0 | 954.5912 | 954.5912 | 3
22 | Medium Pressure | Service pipe | MP steel service pipe | km | 0 | 42.1216 | 42.1216 | 3
23 | Medium Pressure | Service pipe | MP other service pipe | km | 0 | 29.2545 | 29.2545 | 3
24 | Medium Pressure | Stations | Medium pressure DRS | No. | 0 | 65 | 65 | 2
25 | Medium Pressure | Line valve | MP line valves | No. | 0 | 932 | 932 | 3
26 | Medium Pressure | Special crossings | MP special crossings | No. | 0 | 223 | 223 | 2
27 | Low Pressure | Main pipe | LP PE main pipe | km | 0 | 2.303 | 2.303 | 3
28 | Low Pressure | Main pipe | LP steel main pipe | km | 0 | 4.8353 | 4.8353 | 3
29 | Low Pressure | Main pipe | LP other main pipe | km | 0 | 2.2365 | 2.2365 | 3
30 | Low Pressure | Service pipe | LP PE service pipe | km | 0 | 3.26 | 3.26 | 3
31 | Low Pressure | Service pipe | LP steel service pipe | km | 0 | 0.78 | 0.78 | 3
32 | Low Pressure | Service pipe | LP other service pipe | km | 0 | 0.79 | 0.79 | 3
33 | Low Pressure | Line valve | LP line valves | No. | 0 | 4 | 4 | 3
34 | Low Pressure | Special crossings | LP special crossings | No. | 0 | 11 | 11 | 2
35 | All | Monitoring & control systems | Remote terminal units | No. | 0 | 31 | 31 | 4
36 | All | Cathodic protection systems | Cathodic protection | No. | 0 | 15 | 15 | 2

## Powerco s9a Lower DY2013
|  |  |  | Company Name | Powerco Limited
|  |  |  | For Year Ended | 2013-09-30
|  |  |  | Network / Sub-network Name | Lower Network
SCHEDULE 9a: ASSET REGISTER
This schedule requires a summary of the quantity of assets that make up the network, by asset category and asset class.
sch ref
8 | Operating Pressure | Asset Category | Asset Class | Units | Items at start of year (quantity) | Items at end of year (quantity) | Net change | Data accuracy (1–4)
9 | Intermediate Pressure | Main pipe | IP PE main pipe | km | 0 | 0.029274 | 0.029274 | 3
10 | Intermediate Pressure | Main pipe | IP steel main pipe | km | 0 | 159.2178 | 159.2178 | 3
11 | Intermediate Pressure | Main pipe | IP other main pipe | km | 0 | 1.0464 | 1.0464 | 3
12 | Intermediate Pressure | Service pipe | IP PE service pipe | km | 0 | 0.16417 | 0.16417 | 3
13 | Intermediate Pressure | Service pipe | IP steel service pipe | km | 0 | 8.1789 | 8.1789 | 3
14 | Intermediate Pressure | Service pipe | IP other service pipe | km | 0 | 0.8037 | 0.8037 | 3
15 | Intermediate Pressure | Stations | Intermediate pressure DRS | No. | 0 | 84 | 84 | 2
16 | Intermediate Pressure | Line valve | IP line valves | No. | 0 | 743 | 743 | 3
17 | Intermediate Pressure | Special crossings | IP crossings | No. | 0 | 9 | 9 | 2
18 | Medium Pressure | Main pipe | MP PE main pipe | km | 0 | 1583.5716 | 1583.5716 | 3
19 | Medium Pressure | Main pipe | MP steel main pipe | km | 0 | 13.4203 | 13.4203 | 3
20 | Medium Pressure | Main pipe | MP other main pipe | km | 0 | 13.5336 | 13.5336 | 3
21 | Medium Pressure | Service pipe | MP PE service pipe | km | 0 | 781.9325 | 781.9325 | 3
22 | Medium Pressure | Service pipe | MP steel service pipe | km | 0 | 11.1744 | 11.1744 | 3
23 | Medium Pressure | Service pipe | MP other service pipe | km | 0 | 25.0769 | 25.0769 | 3
24 | Medium Pressure | Stations | Medium pressure DRS | No. | 0 | 30 | 30 | 2
25 | Medium Pressure | Line valve | MP line valves | No. | 0 | 582 | 582 | 3
26 | Medium Pressure | Special crossings | MP special crossings | No. | 0 | 151 | 151 | 2
27 | Low Pressure | Main pipe | LP PE main pipe | km | 0 | 37.2614 | 37.2614 | 3
28 | Low Pressure | Main pipe | LP steel main pipe | km | 0 | 1.2847 | 1.2847 | 3
29 | Low Pressure | Main pipe | LP other main pipe | km | 0 | 0.28441 | 0.28441 | 3
30 | Low Pressure | Service pipe | LP PE service pipe | km | 0 | 16.2383 | 16.2383 | 3
31 | Low Pressure | Service pipe | LP steel service pipe | km | 0 | 1.8104 | 1.8104 | 3
32 | Low Pressure | Service pipe | LP other service pipe | km | 0 | 0.28845 | 0.28845 | 3
33 | Low Pressure | Line valve | LP line valves | No. | 0 | 277 | 277 | 3
34 | Low Pressure | Special crossings | LP special crossings | No. | 0 | 5 | 5 | 2
35 | All | Monitoring & control systems | Remote terminal units | No. | 0 | 33 | 33 | 4
36 | All | Cathodic protection systems | Cathodic protection | No. | 0 | 10 | 10 | 2

## Powerco s9a Total DY2013
|  |  |  | Company Name | Powerco Limited
|  |  |  | For Year Ended | 2013-09-30
|  |  |  | Network / Sub-network Name | Powerco Limited
SCHEDULE 9a: ASSET REGISTER
This schedule requires a summary of the quantity of assets that make up the network, by asset category and asset class.
sch ref
8 | Operating Pressure | Asset Category | Asset Class | Units | Items at start of year (quantity) | Items at end of year (quantity) | Net change | Data accuracy (1–4)
9 | Intermediate Pressure | Main pipe | IP PE main pipe | km | 0 | 1.3586 | 1.3586 | 3
10 | Intermediate Pressure | Main pipe | IP steel main pipe | km | 0 | 264.314 | 264.314 | 3
11 | Intermediate Pressure | Main pipe | IP other main pipe | km | 0 | 1.3825 | 1.3825 | 3
12 | Intermediate Pressure | Service pipe | IP PE service pipe | km | 0 | 0.30417 | 0.30417 | 3
13 | Intermediate Pressure | Service pipe | IP steel service pipe | km | 0 | 11.4889 | 11.4889 | 3
14 | Intermediate Pressure | Service pipe | IP other service pipe | km | 0 | 0.8337 | 0.8337 | 3
15 | Intermediate Pressure | Stations | Intermediate pressure DRS | No. | 0 | 139 | 139 | 2
16 | Intermediate Pressure | Line valve | IP line valves | No. | 0 | 931 | 931 | 3
17 | Intermediate Pressure | Special crossings | IP crossings | No. | 0 | 12 | 12 | 2
18 | Medium Pressure | Main pipe | MP PE main pipe | km | 0 | 3353.2683 | 3353.2683 | 3
19 | Medium Pressure | Main pipe | MP steel main pipe | km | 0 | 154.3839 | 154.3839 | 3
20 | Medium Pressure | Main pipe | MP other main pipe | km | 0 | 35.2771 | 35.2771 | 3
21 | Medium Pressure | Service pipe | MP PE service pipe | km | 0 | 1736.5237 | 1736.5237 | 3
22 | Medium Pressure | Service pipe | MP steel service pipe | km | 0 | 53.296 | 53.296 | 3
23 | Medium Pressure | Service pipe | MP other service pipe | km | 0 | 54.3314 | 54.3314 | 3
24 | Medium Pressure | Stations | Medium pressure DRS | No. | 0 | 95 | 95 | 2
25 | Medium Pressure | Line valve | MP line valves | No. | 0 | 1514 | 1514 | 3
26 | Medium Pressure | Special crossings | MP special crossings | No. | 0 | 374 | 374 | 2
27 | Low Pressure | Main pipe | LP PE main pipe | km | 0 | 39.5644 | 39.5644 | 3
28 | Low Pressure | Main pipe | LP steel main pipe | km | 0 | 6.12 | 6.12 | 3
29 | Low Pressure | Main pipe | LP other main pipe | km | 0 | 2.5209 | 2.5209 | 3
30 | Low Pressure | Service pipe | LP PE service pipe | km | 0 | 19.4983 | 19.4983 | 3
31 | Low Pressure | Service pipe | LP steel service pipe | km | 0 | 2.5904 | 2.5904 | 3
32 | Low Pressure | Service pipe | LP other service pipe | km | 0 | 1.0785 | 1.0785 | 3
33 | Low Pressure | Line valve | LP line valves | No. | 0 | 281 | 281 | 3
34 | Low Pressure | Special crossings | LP special crossings | No. | 0 | 16 | 16 | 2
35 | All | Monitoring & control systems | Remote terminal units | No. | 0 | 64 | 64 | 4
36 | All | Cathodic protection systems | Cathodic protection | No. | 0 | 25 | 25 | 2

## Vector GDB s9a Akl DY2013
|  |  |  | Company Name | Vector - gas distribution business
|  |  |  | For Year Ended | 2013-06-30
|  |  |  | Network / Sub-network Name | Auckland
SCHEDULE 9a: ASSET REGISTER
This schedule requires a summary of the quantity of assets that make up the network, by asset category and asset class.
sch ref
8 | Operating Pressure | Asset Category | Asset Class | Units | Items at start of year (quantity) | Items at end of year (quantity) | Net change | Data accuracy (1–4)
9 | Intermediate Pressure | Main pipe | IP PE main pipe | km | 0 | 0 | 0 | N/A
10 | Intermediate Pressure | Main pipe | IP steel main pipe | km | 209.401 | 209.491 | 0.09 | 4
11 | Intermediate Pressure | Main pipe | IP other main pipe | km | 0 | 0 | 0 | N/A
12 | Intermediate Pressure | Service pipe | IP PE service pipe | km | 0 | 0 | 0 | N/A
13 | Intermediate Pressure | Service pipe | IP steel service pipe | km | 6.529 | 6.428 | -0.101 | 3
14 | Intermediate Pressure | Service pipe | IP other service pipe | km | 0 | 0 | 0 | N/A
15 | Intermediate Pressure | Stations | Intermediate pressure DRS | No. | 94 | 94 | 0 | 4
16 | Intermediate Pressure | Line valve | IP line valves | No. | 648 | 665 | 17 | 3
17 | Intermediate Pressure | Special crossings | IP crossings | No. | 19 | 19 | 0 | 3
18 | Medium Pressure | Main pipe | MP PE main pipe | km | 3203.732 | 3267.04 | 63.308 | 4
19 | Medium Pressure | Main pipe | MP steel main pipe | km | 214.739 | 213.911 | -0.828 | 4
20 | Medium Pressure | Main pipe | MP other main pipe | km | 2.119 | 2.027 | -0.092 | 4
21 | Medium Pressure | Service pipe | MP PE service pipe | km | 1888.764 | 1937.024 | 48.26 | 3
22 | Medium Pressure | Service pipe | MP steel service pipe | km | 29.681 | 29.436 | -0.245 | 3
23 | Medium Pressure | Service pipe | MP other service pipe | km | 3.712 | 3.656 | -0.056 | 3
24 | Medium Pressure | Stations | Medium pressure DRS | No. | 257 | 259 | 2 | 4
25 | Medium Pressure | Line valve | MP line valves | No. | 2718 | 2773 | 55 | 3
26 | Medium Pressure | Special crossings | MP special crossings | No. | 54 | 56 | 2 | 3
27 | Low Pressure | Main pipe | LP PE main pipe | km | 5.907 | 5.22 | -0.687 | 3
28 | Low Pressure | Main pipe | LP steel main pipe | km | 2.974 | 2.771 | -0.203 | 3
29 | Low Pressure | Main pipe | LP other main pipe | km | 39.478 | 18.59 | -20.888 | 3
30 | Low Pressure | Service pipe | LP PE service pipe | km | 24.977 | 12.583 | -12.394 | 3
31 | Low Pressure | Service pipe | LP steel service pipe | km | 8.296 | 4.782 | -3.514 | 3
32 | Low Pressure | Service pipe | LP other service pipe | km | 0.075 | 0.034 | -0.041 | 3
33 | Low Pressure | Line valve | LP line valves | No. | 28 | 22 | -6 | 3
34 | Low Pressure | Special crossings | LP special crossings | No. | 1 | 1 | 0 | 3
35 | All | Monitoring & control systems | Remote terminal units | No. | 65 | 65 | 0 | 4
36 | All | Cathodic protection systems | Cathodic protection | No. | 15 | 15 | 0 | 3

## Vector GDB s9a NI DY2013
|  |  |  | Company Name | Vector - gas distribution business
|  |  |  | For Year Ended | 2013-06-30
|  |  |  | Network / Sub-network Name | North Island
SCHEDULE 9a: ASSET REGISTER
This schedule requires a summary of the quantity of assets that make up the network, by asset category and asset class.
sch ref
8 | Operating Pressure | Asset Category | Asset Class | Units | Items at start of year (quantity) | Items at end of year (quantity) | Net change | Data accuracy (1–4)
9 | Intermediate Pressure | Main pipe | IP PE main pipe | km | 0 | 0 | 0 | N/A
10 | Intermediate Pressure | Main pipe | IP steel main pipe | km | 197.144 | 194.361 | -2.783 | 4
11 | Intermediate Pressure | Main pipe | IP other main pipe | km | 0 | 0 | 0 | N/A
12 | Intermediate Pressure | Service pipe | IP PE service pipe | km | 0 | 0 | 0 | N/A
13 | Intermediate Pressure | Service pipe | IP steel service pipe | km | 1.665 | 1.627 | -0.038 | 3
14 | Intermediate Pressure | Service pipe | IP other service pipe | km | 0.036 | 0.036 | 0 | N/A
15 | Intermediate Pressure | Stations | Intermediate pressure DRS | No. | 112 | 112 | 0 | 4
16 | Intermediate Pressure | Line valve | IP line valves | No. | 225 | 227 | 2 | 3
17 | Intermediate Pressure | Special crossings | IP crossings | No. | 25 | 25 | 0 | 3
18 | Medium Pressure | Main pipe | MP PE main pipe | km | 2929.674 | 2974.08 | 44.406 | 4
19 | Medium Pressure | Main pipe | MP steel main pipe | km | 151.827 | 151.594 | -0.233 | 4
20 | Medium Pressure | Main pipe | MP other main pipe | km | 0.001 | 0.001 | 0 | 4
21 | Medium Pressure | Service pipe | MP PE service pipe | km | 1316.714 | 1337.894 | 21.18 | 3
22 | Medium Pressure | Service pipe | MP steel service pipe | km | 17.038 | 16.9 | -0.138 | 3
23 | Medium Pressure | Service pipe | MP other service pipe | km | 1.019 | 1.019 | 0 | 3
24 | Medium Pressure | Stations | Medium pressure DRS | No. | 18 | 25 | 7 | 4
25 | Medium Pressure | Line valve | MP line valves | No. | 1054 | 1085 | 31 | 3
26 | Medium Pressure | Special crossings | MP special crossings | No. | 45 | 46 | 1 | 3
27 | Low Pressure | Main pipe | LP PE main pipe | km | 41.184 | 40.999 | -0.185 | 3
28 | Low Pressure | Main pipe | LP steel main pipe | km | 19.764 | 8.476 | -11.288 | 3
29 | Low Pressure | Main pipe | LP other main pipe | km | 0.002 | 0.002 | 0 | 3
30 | Low Pressure | Service pipe | LP PE service pipe | km | 38.649 | 36.248 | -2.401 | 3
31 | Low Pressure | Service pipe | LP steel service pipe | km | 5.22 | 2.456 | -2.764 | 3
32 | Low Pressure | Service pipe | LP other service pipe | km | 0.006 | 0 | -0.006 | 3
33 | Low Pressure | Line valve | LP line valves | No. | 13 | 12 | -1 | 3
34 | Low Pressure | Special crossings | LP special crossings | No. | 0 | 0 | 0 | 3
35 | All | Monitoring & control systems | Remote terminal units | No. | 0 | 1 | 1 | 4
36 | All | Cathodic protection systems | Cathodic protection | No. | 38 | 38 | 0 | 3

## Vector GDB s9a Total DY2013
|  |  |  | Company Name | Vector - gas distribution business
|  |  |  | For Year Ended | 2013-06-30
|  |  |  | Network / Sub-network Name | Combined
SCHEDULE 9a: ASSET REGISTER
This schedule requires a summary of the quantity of assets that make up the network, by asset category and asset class.
sch ref
8 | Operating Pressure | Asset Category | Asset Class | Units | Items at start of year (quantity) | Items at end of year (quantity) | Net change | Data accuracy (1–4)
9 | Intermediate Pressure | Main pipe | IP PE main pipe | km | 0 | 0 | 0 | N/A
10 | Intermediate Pressure | Main pipe | IP steel main pipe | km | 406.545 | 403.852 | -2.693 | 4
11 | Intermediate Pressure | Main pipe | IP other main pipe | km | 0 | 0 | 0 | N/A
12 | Intermediate Pressure | Service pipe | IP PE service pipe | km | 0 | 0 | 0 | N/A
13 | Intermediate Pressure | Service pipe | IP steel service pipe | km | 8.194 | 8.054 | -0.14 | 3
14 | Intermediate Pressure | Service pipe | IP other service pipe | km | 0 | 0 | 0 | N/A
15 | Intermediate Pressure | Stations | Intermediate pressure DRS | No. | 206 | 206 | 0 | 4
16 | Intermediate Pressure | Line valve | IP line valves | No. | 873 | 892 | 19 | 3
17 | Intermediate Pressure | Special crossings | IP crossings | No. | 44 | 44 | 0 | 3
18 | Medium Pressure | Main pipe | MP PE main pipe | km | 6133.406 | 6241.12 | 107.714 | 4
19 | Medium Pressure | Main pipe | MP steel main pipe | km | 366.566 | 365.504 | -1.062 | 4
20 | Medium Pressure | Main pipe | MP other main pipe | km | 2.12 | 2.028 | -0.092 | 4
21 | Medium Pressure | Service pipe | MP PE service pipe | km | 3205.479 | 3274.917 | 69.438 | 3
22 | Medium Pressure | Service pipe | MP steel service pipe | km | 46.719 | 46.336 | -0.383 | 3
23 | Medium Pressure | Service pipe | MP other service pipe | km | 4.731 | 4.675 | -0.056 | 3
24 | Medium Pressure | Stations | Medium pressure DRS | No. | 275 | 284 | 9 | 4
25 | Medium Pressure | Line valve | MP line valves | No. | 3772 | 3858 | 86 | 3
26 | Medium Pressure | Special crossings | MP special crossings | No. | 99 | 102 | 3 | 3
27 | Low Pressure | Main pipe | LP PE main pipe | km | 47.091 | 46.219 | -0.872 | 3
28 | Low Pressure | Main pipe | LP steel main pipe | km | 22.738 | 11.247 | -11.491 | 3
29 | Low Pressure | Main pipe | LP other main pipe | km | 39.479 | 18.591 | -20.888 | 3
30 | Low Pressure | Service pipe | LP PE service pipe | km | 63.626 | 48.832 | -14.794 | 3
31 | Low Pressure | Service pipe | LP steel service pipe | km | 13.516 | 7.238 | -6.278 | 3
32 | Low Pressure | Service pipe | LP other service pipe | km | 0.081 | 0.034 | -0.047 | 3
33 | Low Pressure | Line valve | LP line valves | No. | 41 | 34 | -7 | 3
34 | Low Pressure | Special crossings | LP special crossings | No. | 1 | 1 | 0 | 3
35 | All | Monitoring & control systems | Remote terminal units | No. | 65 | 66 | 1 | 4
36 | All | Cathodic protection systems | Cathodic protection | No. | 53 | 53 | 0 | 3

## GasNet s9a DY2014
|  |  |  | Company Name | GasNet Limited
|  |  |  | For Year Ended | 2014-06-30
|  |  |  | Network / Sub-network Name | All
SCHEDULE 9a: ASSET REGISTER
This schedule requires a summary of the quantity of assets that make up the network, by asset category and asset class.
sch ref
8 | Operating Pressure | Asset Category | Asset Class | Units | Items at start of year (quantity) | Items at end of year (quantity) | Net change | Data accuracy (1–4)
9 | Intermediate Pressure | Main pipe | IP PE main pipe | km | 0 | 0 | 0 | N/A
10 | Intermediate Pressure | Main pipe | IP steel main pipe | km | 24 | 23 | -1 | 4
11 | Intermediate Pressure | Main pipe | IP other main pipe | km | 0 | 0 | 0 | N/A
12 | Intermediate Pressure | Service pipe | IP PE service pipe | km | 0 | 0 | 0 | N/A
13 | Intermediate Pressure | Service pipe | IP steel service pipe | km | 1 | 1 | 0 | 4
14 | Intermediate Pressure | Service pipe | IP other service pipe | km | 0 | 0 | 0 | N/A
15 | Intermediate Pressure | Stations | Intermediate pressure DRS | No. | 13 | 13 | 0 | 4
16 | Intermediate Pressure | Line valve | IP line valves | No. | 43 | 42 | -1 | 4
17 | Intermediate Pressure | Special crossings | IP crossings | No. | 19 | 19 | 0 | 4
18 | Medium Pressure | Main pipe | MP PE main pipe | km | 138 | 139 | 1 | 3
19 | Medium Pressure | Main pipe | MP steel main pipe | km | 7 | 7 | 0 | 3
20 | Medium Pressure | Main pipe | MP other main pipe | km | 0 | 0 | 0 | N/A
21 | Medium Pressure | Service pipe | MP PE service pipe | km | 72 | 76 | 4 | 3
22 | Medium Pressure | Service pipe | MP steel service pipe | km | 0 | 0 | 0 | 3
23 | Medium Pressure | Service pipe | MP other service pipe | km | 0 | 0 | 0 | N/A
24 | Medium Pressure | Stations | Medium pressure DRS | No. | 17 | 17 | 0 | 4
25 | Medium Pressure | Line valve | MP line valves | No. | 113 | 114 | 1 | 4
26 | Medium Pressure | Special crossings | MP special crossings | No. | 20 | 20 | 0 | 4
27 | Low Pressure | Main pipe | LP PE main pipe | km | 163 | 165 | 2 | 3
28 | Low Pressure | Main pipe | LP steel main pipe | km | 8 | 8 | 0 | 3
29 | Low Pressure | Main pipe | LP other main pipe | km | 50 | 48 | -2 | 2
30 | Low Pressure | Service pipe | LP PE service pipe | km | 170 | 179 | 9 | 3
31 | Low Pressure | Service pipe | LP steel service pipe | km | 4 | 3 | -1 | 3
32 | Low Pressure | Service pipe | LP other service pipe | km | 7 | 7 | 0 | 3
33 | Low Pressure | Line valve | LP line valves | No. | 14 | 14 | 0 | 3
34 | Low Pressure | Special crossings | LP special crossings | No. | 15 | 15 | 0 | 2
35 | All | Monitoring & control systems | Remote terminal units | No. | 20 | 27 | 7 | 4
36 | All | Cathodic protection systems | Cathodic protection | No. | 2 | 2 | 0 | 4

## Powerco s9a Central DY2014
|  |  |  | Company Name | Powerco Limited
|  |  |  | For Year Ended | 2014-09-30
|  |  |  | Network / Sub-network Name | Central Network
SCHEDULE 9a: ASSET REGISTER
This schedule requires a summary of the quantity of assets that make up the network, by asset category and asset class.
sch ref
8 | Operating Pressure | Asset Category | Asset Class | Units | Items at start of year (quantity) | Items at end of year (quantity) | Net change | Data accuracy (1–4)
9 | Intermediate Pressure | Main pipe | IP PE main pipe | km | 1.3293 | 1.2478 | -0.081485 | 3
10 | Intermediate Pressure | Main pipe | IP steel main pipe | km | 105.0962 | 105.0341 | -0.062145 | 3
11 | Intermediate Pressure | Main pipe | IP other main pipe | km | 0.33613 | 0.32593 | -0.010203 | 3
12 | Intermediate Pressure | Service pipe | IP PE service pipe | km | 0.14 | 0.13881 | -0.0011925 | 3
13 | Intermediate Pressure | Service pipe | IP steel service pipe | km | 3.31 | 3.1057 | -0.20429 | 3
14 | Intermediate Pressure | Service pipe | IP other service pipe | km | 0.03 | 0.028293 | -0.001707 | 3
15 | Intermediate Pressure | Stations | Intermediate pressure DRS | No. | 55 | 57 | 2 | 2
16 | Intermediate Pressure | Line valve | IP line valves | No. | 188 | 180 | -8 | 3
17 | Intermediate Pressure | Special crossings | IP crossings | No. | 3 | 33 | 30 | 2
18 | Medium Pressure | Main pipe | MP PE main pipe | km | 1769.6967 | 1778.4717 | 8.775 | 3
19 | Medium Pressure | Main pipe | MP steel main pipe | km | 140.9636 | 140.9516 | -0.011978 | 3
20 | Medium Pressure | Main pipe | MP other main pipe | km | 21.7435 | 21.7379 | -0.0055586 | 3
21 | Medium Pressure | Service pipe | MP PE service pipe | km | 954.5912 | 962.2849 | 7.6937 | 3
22 | Medium Pressure | Service pipe | MP steel service pipe | km | 42.1216 | 42.1762 | 0.054606 | 3
23 | Medium Pressure | Service pipe | MP other service pipe | km | 29.2545 | 29.2867 | 0.032203 | 3
24 | Medium Pressure | Stations | Medium pressure DRS | No. | 65 | 66 | 1 | 2
25 | Medium Pressure | Line valve | MP line valves | No. | 932 | 937 | 5 | 3
26 | Medium Pressure | Special crossings | MP special crossings | No. | 223 | 206 | -17 | 2
27 | Low Pressure | Main pipe | LP PE main pipe | km | 2.303 | 2.3916 | 0.088636 | 3
28 | Low Pressure | Main pipe | LP steel main pipe | km | 4.8353 | 4.8308 | -0.0044566 | 3
29 | Low Pressure | Main pipe | LP other main pipe | km | 2.2365 | 2.2365 | -2.363e-10 | 3
30 | Low Pressure | Service pipe | LP PE service pipe | km | 3.26 | 3.1221 | -0.13792 | 3
31 | Low Pressure | Service pipe | LP steel service pipe | km | 0.78 | 0.58766 | -0.19234 | 3
32 | Low Pressure | Service pipe | LP other service pipe | km | 0.79 | 1.1061 | 0.3161 | 3
33 | Low Pressure | Line valve | LP line valves | No. | 4 | 6 | 2 | 3
34 | Low Pressure | Special crossings | LP special crossings | No. | 11 | 0 | -11 | 2
35 | All | Monitoring & control systems | Remote terminal units | No. | 31 | 31 | 0 | 4
36 | All | Cathodic protection systems | Cathodic protection | No. | 15 | 15 | 0 | 2

## Powerco s9a Lower DY2014
|  |  |  | Company Name | Powerco Limited
|  |  |  | For Year Ended | 2014-09-30
|  |  |  | Network / Sub-network Name | Lower Network
SCHEDULE 9a: ASSET REGISTER
This schedule requires a summary of the quantity of assets that make up the network, by asset category and asset class.
sch ref
8 | Operating Pressure | Asset Category | Asset Class | Units | Items at start of year (quantity) | Items at end of year (quantity) | Net change | Data accuracy (1–4)
9 | Intermediate Pressure | Main pipe | IP PE main pipe | km | 0.029274 | 0 | -0.029274 | 3
10 | Intermediate Pressure | Main pipe | IP steel main pipe | km | 159.2178 | 159.2217 | 0.0039497 | 3
11 | Intermediate Pressure | Main pipe | IP other main pipe | km | 1.0464 | 0.89339 | -0.15299 | 3
12 | Intermediate Pressure | Service pipe | IP PE service pipe | km | 0.16417 | 0.15817 | -0.0060033 | 3
13 | Intermediate Pressure | Service pipe | IP steel service pipe | km | 8.1789 | 8.0295 | -0.14947 | 3
14 | Intermediate Pressure | Service pipe | IP other service pipe | km | 0.8037 | 0.79637 | -0.0073328 | 3
15 | Intermediate Pressure | Stations | Intermediate pressure DRS | No. | 84 | 91 | 7 | 2
16 | Intermediate Pressure | Line valve | IP line valves | No. | 743 | 753 | 10 | 3
17 | Intermediate Pressure | Special crossings | IP crossings | No. | 9 | 46 | 37 | 2
18 | Medium Pressure | Main pipe | MP PE main pipe | km | 1583.5716 | 1594.553 | 10.9814 | 3
19 | Medium Pressure | Main pipe | MP steel main pipe | km | 13.4203 | 13.423 | 0.0027806 | 3
20 | Medium Pressure | Main pipe | MP other main pipe | km | 13.5336 | 13.4722 | -0.061442 | 3
21 | Medium Pressure | Service pipe | MP PE service pipe | km | 781.9325 | 796.8271 | 14.8947 | 3
22 | Medium Pressure | Service pipe | MP steel service pipe | km | 11.1744 | 11.1717 | -0.0027333 | 3
23 | Medium Pressure | Service pipe | MP other service pipe | km | 25.0769 | 25.083 | 0.0060915 | 3
24 | Medium Pressure | Stations | Medium pressure DRS | No. | 30 | 37 | 7 | 2
25 | Medium Pressure | Line valve | MP line valves | No. | 582 | 600 | 18 | 3
26 | Medium Pressure | Special crossings | MP special crossings | No. | 151 | 114 | -37 | 2
27 | Low Pressure | Main pipe | LP PE main pipe | km | 37.2614 | 37.3674 | 0.10597 | 3
28 | Low Pressure | Main pipe | LP steel main pipe | km | 1.2847 | 1.1608 | -0.12385 | 3
29 | Low Pressure | Main pipe | LP other main pipe | km | 0.28441 | 0.27359 | -0.010828 | 3
30 | Low Pressure | Service pipe | LP PE service pipe | km | 16.2383 | 15.9449 | -0.29347 | 3
31 | Low Pressure | Service pipe | LP steel service pipe | km | 1.8104 | 1.4282 | -0.38216 | 3
32 | Low Pressure | Service pipe | LP other service pipe | km | 0.28845 | 0.32505 | 0.036598 | 3
33 | Low Pressure | Line valve | LP line valves | No. | 277 | 288 | 11 | 3
34 | Low Pressure | Special crossings | LP special crossings | No. | 5 | 5 | 0 | 2
35 | All | Monitoring & control systems | Remote terminal units | No. | 33 | 34 | 1 | 4
36 | All | Cathodic protection systems | Cathodic protection | No. | 10 | 10 | 0 | 2

## Powerco s9a Total DY2014
|  |  |  | Company Name | Powerco Limited
|  |  |  | For Year Ended | 2014-09-30
|  |  |  | Network / Sub-network Name | Powerco Limited
SCHEDULE 9a: ASSET REGISTER
This schedule requires a summary of the quantity of assets that make up the network, by asset category and asset class.
sch ref
8 | Operating Pressure | Asset Category | Asset Class | Units | Items at start of year (quantity) | Items at end of year (quantity) | Net change | Data accuracy (1–4)
9 | Intermediate Pressure | Main pipe | IP PE main pipe | km | 1.3586 | 1.2478 | -0.11076 | 3
10 | Intermediate Pressure | Main pipe | IP steel main pipe | km | 264.314 | 264.2557 | -0.058242 | 3
11 | Intermediate Pressure | Main pipe | IP other main pipe | km | 1.3825 | 1.2193 | -0.1632 | 3
12 | Intermediate Pressure | Service pipe | IP PE service pipe | km | 0.30417 | 0.29697 | -0.0071958 | 3
13 | Intermediate Pressure | Service pipe | IP steel service pipe | km | 11.4889 | 11.1352 | -0.35376 | 3
14 | Intermediate Pressure | Service pipe | IP other service pipe | km | 0.8337 | 0.82466 | -0.0090398 | 3
15 | Intermediate Pressure | Stations | Intermediate pressure DRS | No. | 139 | 148 | 9 | 2
16 | Intermediate Pressure | Line valve | IP line valves | No. | 931 | 933 | 2 | 3
17 | Intermediate Pressure | Special crossings | IP crossings | No. | 12 | 79 | 67 | 2
18 | Medium Pressure | Main pipe | MP PE main pipe | km | 3353.2683 | 3373.0243 | 19.756 | 3
19 | Medium Pressure | Main pipe | MP steel main pipe | km | 154.3839 | 154.3747 | -0.0091936 | 3
20 | Medium Pressure | Main pipe | MP other main pipe | km | 35.2771 | 35.2101 | -0.067002 | 3
21 | Medium Pressure | Service pipe | MP PE service pipe | km | 1736.5237 | 1759.112 | 22.5883 | 3
22 | Medium Pressure | Service pipe | MP steel service pipe | km | 53.296 | 53.3479 | 0.051873 | 3
23 | Medium Pressure | Service pipe | MP other service pipe | km | 54.3314 | 54.3697 | 0.038295 | 3
24 | Medium Pressure | Stations | Medium pressure DRS | No. | 95 | 103 | 8 | 2
25 | Medium Pressure | Line valve | MP line valves | No. | 1514 | 1537 | 23 | 3
26 | Medium Pressure | Special crossings | MP special crossings | No. | 374 | 320 | -54 | 2
27 | Low Pressure | Main pipe | LP PE main pipe | km | 39.5644 | 39.759 | 0.19461 | 3
28 | Low Pressure | Main pipe | LP steel main pipe | km | 6.12 | 5.9917 | -0.1283 | 3
29 | Low Pressure | Main pipe | LP other main pipe | km | 2.5209 | 2.5101 | -0.010828 | 3
30 | Low Pressure | Service pipe | LP PE service pipe | km | 19.4983 | 19.0669 | -0.43139 | 3
31 | Low Pressure | Service pipe | LP steel service pipe | km | 2.5904 | 2.0159 | -0.5745 | 3
32 | Low Pressure | Service pipe | LP other service pipe | km | 1.0785 | 1.4311 | 0.35269 | 3
33 | Low Pressure | Line valve | LP line valves | No. | 281 | 294 | 13 | 3
34 | Low Pressure | Special crossings | LP special crossings | No. | 16 | 5 | -11 | 2
35 | All | Monitoring & control systems | Remote terminal units | No. | 64 | 65 | 1 | 4
36 | All | Cathodic protection systems | Cathodic protection | No. | 25 | 25 | 0 | 2

## Vector GDB s9a Akl DY2014
|  |  |  | Company Name | Vector - gas distribution business
|  |  |  | For Year Ended | 2014-06-30
|  |  |  | Network / Sub-network Name | Auckland
SCHEDULE 9a: ASSET REGISTER
This schedule requires a summary of the quantity of assets that make up the network, by asset category and asset class.
sch ref
8 | Operating Pressure | Asset Category | Asset Class | Units | Items at start of year (quantity) | Items at end of year (quantity) | Net change | Data accuracy (1–4)
9 | Intermediate Pressure | Main pipe | IP PE main pipe | km | 0 | 0 | 0 | N/A
10 | Intermediate Pressure | Main pipe | IP steel main pipe | km | 209.5 | 210.279 | 0.779 | 4
11 | Intermediate Pressure | Main pipe | IP other main pipe | km | 0 | 0 | 0 | N/A
12 | Intermediate Pressure | Service pipe | IP PE service pipe | km | 0 | 0.005 | 0.005 | N/A
13 | Intermediate Pressure | Service pipe | IP steel service pipe | km | 6.427 | 6.404 | -0.023 | 3
14 | Intermediate Pressure | Service pipe | IP other service pipe | km | 0 | 0 | 0 | N/A
15 | Intermediate Pressure | Stations | Intermediate pressure DRS | No. | 94 | 91 | -3 | 4
16 | Intermediate Pressure | Line valve | IP line valves | No. | 665 | 683 | 18 | 3
17 | Intermediate Pressure | Special crossings | IP crossings | No. | 19 | 18 | -1 | 3
18 | Medium Pressure | Main pipe | MP PE main pipe | km | 3275.042 | 3339.798 | 64.756 | 4
19 | Medium Pressure | Main pipe | MP steel main pipe | km | 213.934 | 212.943 | -0.991 | 4
20 | Medium Pressure | Main pipe | MP other main pipe | km | 2.027 | 2.027 | 0 | 4
21 | Medium Pressure | Service pipe | MP PE service pipe | km | 1939.577 | 1985.055 | 45.478 | 3
22 | Medium Pressure | Service pipe | MP steel service pipe | km | 29.57 | 28.98 | -0.59 | 3
23 | Medium Pressure | Service pipe | MP other service pipe | km | 3.659 | 3.544 | -0.115 | 3
24 | Medium Pressure | Stations | Medium pressure DRS | No. | 259 | 220 | -39 | 4
25 | Medium Pressure | Line valve | MP line valves | No. | 2773 | 2786 | 13 | 3
26 | Medium Pressure | Special crossings | MP special crossings | No. | 56 | 63 | 7 | 3
27 | Low Pressure | Main pipe | LP PE main pipe | km | 5.441 | 0.449 | -4.992 | 3
28 | Low Pressure | Main pipe | LP steel main pipe | km | 2.771 | 0.013 | -2.758 | 3
29 | Low Pressure | Main pipe | LP other main pipe | km | 18.59 | 0.419 | -18.171 | 3
30 | Low Pressure | Service pipe | LP PE service pipe | km | 12.599 | 2.818 | -9.781 | 3
31 | Low Pressure | Service pipe | LP steel service pipe | km | 4.809 | 2.584 | -2.225 | 3
32 | Low Pressure | Service pipe | LP other service pipe | km | 0.034 | 0.027 | -0.007 | 3
33 | Low Pressure | Line valve | LP line valves | No. | 22 | 15 | -7 | 3
34 | Low Pressure | Special crossings | LP special crossings | No. | 1 | 0 | -1 | 3
35 | All | Monitoring & control systems | Remote terminal units | No. | 65 | 68 | 3 | 4
36 | All | Cathodic protection systems | Cathodic protection | No. | 15 | 15 | 0 | 3

## Vector GDB s9a NI DY2014
|  |  |  | Company Name | Vector - gas distribution business
|  |  |  | For Year Ended | 2014-06-30
|  |  |  | Network / Sub-network Name | North Island
SCHEDULE 9a: ASSET REGISTER
This schedule requires a summary of the quantity of assets that make up the network, by asset category and asset class.
sch ref
8 | Operating Pressure | Asset Category | Asset Class | Units | Items at start of year (quantity) | Items at end of year (quantity) | Net change | Data accuracy (1–4)
9 | Intermediate Pressure | Main pipe | IP PE main pipe | km | 0 | 0 | 0 | N/A
10 | Intermediate Pressure | Main pipe | IP steel main pipe | km | 194.361 | 193.349 | -1.012 | 4
11 | Intermediate Pressure | Main pipe | IP other main pipe | km | 0 | 0 | 0 | N/A
12 | Intermediate Pressure | Service pipe | IP PE service pipe | km | 0 | 0 | 0 | N/A
13 | Intermediate Pressure | Service pipe | IP steel service pipe | km | 1.626 | 1.6 | -0.026 | 3
14 | Intermediate Pressure | Service pipe | IP other service pipe | km | 0 | 0 | 0 | N/A
15 | Intermediate Pressure | Stations | Intermediate pressure DRS | No. | 112 | 109 | -3 | 4
16 | Intermediate Pressure | Line valve | IP line valves | No. | 227 | 235 | 8 | 3
17 | Intermediate Pressure | Special crossings | IP crossings | No. | 25 | 22 | -3 | 3
18 | Medium Pressure | Main pipe | MP PE main pipe | km | 2981.837 | 3022.682 | 40.845 | 4
19 | Medium Pressure | Main pipe | MP steel main pipe | km | 151.598 | 148.759 | -2.839 | 4
20 | Medium Pressure | Main pipe | MP other main pipe | km | 0.001 | 0.001 | 0 | 4
21 | Medium Pressure | Service pipe | MP PE service pipe | km | 1339.164 | 1357.762 | 18.598 | 3
22 | Medium Pressure | Service pipe | MP steel service pipe | km | 16.902 | 15.981 | -0.921 | 3
23 | Medium Pressure | Service pipe | MP other service pipe | km | 1.019 | 0.983 | -0.036 | 3
24 | Medium Pressure | Stations | Medium pressure DRS | No. | 25 | 26 | 1 | 4
25 | Medium Pressure | Line valve | MP line valves | No. | 1085 | 1109 | 24 | 3
26 | Medium Pressure | Special crossings | MP special crossings | No. | 46 | 58 | 12 | 3
27 | Low Pressure | Main pipe | LP PE main pipe | km | 42.395 | 42.212 | -0.183 | 3
28 | Low Pressure | Main pipe | LP steel main pipe | km | 8.476 | 6.154 | -2.322 | 3
29 | Low Pressure | Main pipe | LP other main pipe | km | 0.002 | 0 | -0.002 | 3
30 | Low Pressure | Service pipe | LP PE service pipe | km | 36.357 | 35.783 | -0.574 | 3
31 | Low Pressure | Service pipe | LP steel service pipe | km | 2.456 | 2.098 | -0.358 | 3
32 | Low Pressure | Service pipe | LP other service pipe | km | 0 | 0 | 0 | 3
33 | Low Pressure | Line valve | LP line valves | No. | 12 | 14 | 2 | 3
34 | Low Pressure | Special crossings | LP special crossings | No. | 0 | 0 | 0 | 3
35 | All | Monitoring & control systems | Remote terminal units | No. | 1 | 4 | 3 | 4
36 | All | Cathodic protection systems | Cathodic protection | No. | 39 | 39 | 0 | 3

## Vector GDB s9a Total DY2014
|  |  |  | Company Name | Vector - gas distribution business
|  |  |  | For Year Ended | 2014-06-30
|  |  |  | Network / Sub-network Name | Combined
SCHEDULE 9a: ASSET REGISTER
This schedule requires a summary of the quantity of assets that make up the network, by asset category and asset class.
sch ref
8 | Operating Pressure | Asset Category | Asset Class | Units | Items at start of year (quantity) | Items at end of year (quantity) | Net change | Data accuracy (1–4)
9 | Intermediate Pressure | Main pipe | IP PE main pipe | km | 0 | 0 | 0 | N/A
10 | Intermediate Pressure | Main pipe | IP steel main pipe | km | 403.861 | 403.628 | -0.233 | 4
11 | Intermediate Pressure | Main pipe | IP other main pipe | km | 0 | 0 | 0 | N/A
12 | Intermediate Pressure | Service pipe | IP PE service pipe | km | 0 | 0.005 | 0.005 | N/A
13 | Intermediate Pressure | Service pipe | IP steel service pipe | km | 8.054 | 8.004 | -0.05 | 3
14 | Intermediate Pressure | Service pipe | IP other service pipe | km | 0 | 0 | 0 | N/A
15 | Intermediate Pressure | Stations | Intermediate pressure DRS | No. | 206 | 200 | -6 | 4
16 | Intermediate Pressure | Line valve | IP line valves | No. | 892 | 918 | 26 | 3
17 | Intermediate Pressure | Special crossings | IP crossings | No. | 44 | 40 | -4 | 3
18 | Medium Pressure | Main pipe | MP PE main pipe | km | 6256.878 | 6362.48 | 105.602 | 4
19 | Medium Pressure | Main pipe | MP steel main pipe | km | 365.532 | 361.702 | -3.83 | 4
20 | Medium Pressure | Main pipe | MP other main pipe | km | 2.028 | 2.028 | 0 | 4
21 | Medium Pressure | Service pipe | MP PE service pipe | km | 3278.741 | 3342.818 | 64.077 | 3
22 | Medium Pressure | Service pipe | MP steel service pipe | km | 46.472 | 44.961 | -1.511 | 3
23 | Medium Pressure | Service pipe | MP other service pipe | km | 4.678 | 4.527 | -0.151 | 3
24 | Medium Pressure | Stations | Medium pressure DRS | No. | 284 | 246 | -38 | 4
25 | Medium Pressure | Line valve | MP line valves | No. | 3858 | 3895 | 37 | 3
26 | Medium Pressure | Special crossings | MP special crossings | No. | 102 | 121 | 19 | 3
27 | Low Pressure | Main pipe | LP PE main pipe | km | 47.836 | 42.662 | -5.174 | 3
28 | Low Pressure | Main pipe | LP steel main pipe | km | 11.247 | 6.166 | -5.081 | 3
29 | Low Pressure | Main pipe | LP other main pipe | km | 18.591 | 0.419 | -18.172 | 3
30 | Low Pressure | Service pipe | LP PE service pipe | km | 48.956 | 38.601 | -10.355 | 3
31 | Low Pressure | Service pipe | LP steel service pipe | km | 7.265 | 4.682 | -2.583 | 3
32 | Low Pressure | Service pipe | LP other service pipe | km | 0.034 | 0.027 | -0.007 | 3
33 | Low Pressure | Line valve | LP line valves | No. | 34 | 29 | -5 | 3
34 | Low Pressure | Special crossings | LP special crossings | No. | 1 | 0 | -1 | 3
35 | All | Monitoring & control systems | Remote terminal units | No. | 66 | 72 | 6 | 4
36 | All | Cathodic protection systems | Cathodic protection | No. | 54 | 54 | 0 | 3

## GasNet s9b DY2013
[28 empty] | Company Name | GasNet Limited
[28 empty] | For Year Ended | 2013-06-30
Network / Sub-network Name
SCHEDULE 9b: ASSET AGE PROFILE
This schedule requires a summary of the age profile (based on year of installation) of the assets that make up the network, by asset category and asset class.
sch ref
8 |  | Disclosure Year (year ended) | 2013-06-30 |  | Number of assets at disclosure year end by installation date
9 | Operating Pressure | Asset Category | Asset Class | Units | pre-1970 | 1970 –1974 | 1975 –1979 | 1980 –1984 | 1985-1989 | 1990 –1994 | 1995 –1999 | 2000 | 2001 | 2002 | 2003 | 2004 | 2005 | 2006 | 2007 | 2008 | 2009 | 2010 | 2011 | 2012 | 2013 | 2014 | 2015 | 2016 | 2017 | No. with age unknown | Total assets at year end | No. with default dates | Data accuracy (1–4)
10 | Intermediate Pressure | Main pipe | IP PE main pipe | km | 0 | 0 | 0 | 0 | 0 | 0 | 0 | 0 | 0 | 0 | 0 | 0 | 0 | 0 | 0 | 0 | 0 | 0 | 0 | 0 | 0 |  |  |  |  | - | - | - | N/A
11 | Intermediate Pressure | Main pipe | IP steel main pipe | km | 0.3 | 4.352 | 7.011 | 6.549 | 4.023 | 0.212 | 0 | 0 | 0 | 0 | 0.019 | 0 | 0 | 0.006 | 0 | 0.905 | 0 | 0 | 0 | 0 | 0 |  |  |  |  | 1 | 24 | 0 | 3
12 | Intermediate Pressure | Main pipe | IP other main pipe | km | 0 | 0 | 0 | 0 | 0 | 0 | 0 | 0 | 0 | 0 | 0 | 0 | 0 | 0 | 0 | 0 | 0 | 0 | 0 | 0 | 0 |  |  |  |  | - | - | - | N/A
13 | Intermediate Pressure | Service pipe | IP PE service pipe | km | 0 | 0 | 0 | 0 | 0 | 0 | 0 | 0 | 0 | 0 | 0 | 0 | 0 | 0 | 0 | 0 | 0 | 0 | 0 | 0 | 0 |  |  |  |  | - | - | - | N/A
14 | Intermediate Pressure | Service pipe | IP steel service pipe | km | 0 | 0 | 0.017 | 0.208 | 0.238 | 0.442 | 0.064 | 0.022 | 0.023 | 0 | 0 | 0 | 0 | 0 | 0 | 0 | 0.012 | 0 | 0 | 0 | 0 |  |  |  |  | 0 | 1 | - | 4
15 | Intermediate Pressure | Service pipe | IP other service pipe | km | 0 | 0 | 0 | 0 | 0 | 0 | 0 | 0 | 0 | 0 | 0 | 0 | 0 | 0 | 0 | 0 | 0 | 0 | 0 | 0 | 0 |  |  |  |  | - | - | - | N/A
16 | Intermediate Pressure | Stations | Intermediate pressure DRS | No. | 0 | 1 | 0 | 0 | 1 | 0 | 0 | [18 empty] | 15 | 17 | - | 2
17 | Intermediate Pressure | Line valve | IP line valves | No. | 0 | 5 | 11 | 7 | 13 | 3 | 0 | 0 | 0 | 0 | 0 | 0 | 0 | 1 | 0 | 1 | 0 | 0 | 0 | 0 | 0 |  |  |  |  | - | 41 | 2 | 4
18 | Intermediate Pressure | Special crossings | IP crossings | No. | 0 | 1 | 0 | 0 | 1 | 0 | 0 | 0 | 0 | 0 | 0 | 0 | 0 | 0 | 0 | 0 | 0 | 0 | 0 | 0 | 0 |  |  |  |  | 15 | 17 | - | 2
19 | Medium Pressure | Main pipe | MP PE main pipe | km | 0 | 0 | 3.142 | 22.026 | 37.838 | 34.313 | 13.698 | 1.389 | 0.934 | 3.775 | 2.156 | 4.236 | 1.233 | 3.754 | 2.734 | 1.38 | 1.26 | 0.283 | 0.617 | 1.926 | 1.539 |  |  |  |  | 0 | 138 | - | 3
20 | Medium Pressure | Main pipe | MP steel main pipe | km | 0.98 | 0 | 1.654 | 3.005 | 0.516 | 0.566 | 0 | 0.05 | 0 | 0 | 0 | 0.081 | 0.011 | 0 | 0.044 | 0.224 | 0 | 0.001 | 0 | 0.01 | 0 |  |  |  |  | - | 7 | - | 3
21 | Medium Pressure | Main pipe | MP other main pipe | km | 0 | 0 | 0 | 0 | 0 | 0.194 | 0 | 0 | 0 | 0 | 0 | 0 | 0 | 0 | 0 | 0 | 0 | 0 | 0 | 0.001 | 0 |  |  |  |  | - | 0 | - | 3
22 | Medium Pressure | Service pipe | MP PE service pipe | km | 0 | 0 | 0.967 | 6.554 | 14.543 | 19.239 | 11.484 | 1.093 | 2.053 | 1.125 | 1.355 | 1.45 | 1.628 | 1.187 | 1.557 | 1.359 | 0.695 | 1.454 | 0.609 | 0.949 | 0.377 |  |  |  |  | 1 | 71 | - | 4
23 | Medium Pressure | Service pipe | MP steel service pipe | km | 0 | 0 | 0 | 0 | 0.099 | 0.143 | 0.021 | 0 | 0 | 0 | 0 | 0 | 0 | 0 | 0 | 0 | 0 | 0 | 0 | 0 | 0 |  |  |  |  | 0 | 0 | - | 3
24 | Medium Pressure | Service pipe | MP other service pipe | km | 0.041 | 0 | 0 | 0.014 | 0 | 0 | 0 | 0 | 0 | 0 | 0 | 0 | 0 | 0 | 0 | 0 | 0 | 0 | 0 | 0 | 0 |  |  |  |  | 0 | 0 | 0 | 3
25 | Medium Pressure | Stations | Medium pressure DRS | No. | 0 | 0 | 0 | 0 | 0 | 0 | 1 | 0 | 0 | 0 | 0 | 0 | 0 | 0 | 0 | 0 | 0 | 0 | 0 | 0 | 0 |  |  |  |  | 19 | 20 | - | 2
26 | Medium Pressure | Line valve | MP line valves | No. | 0 | 0 | 2 | 16 | 12 | 55 | 4 | 2 | 0 | 2 | 0 | 1 | 2 | 1 | 4 | 5 | 1 | 1 | 0 | 0 | 4 |  |  |  |  | - | 112 | 1 | 3
27 | Medium Pressure | Special crossings | MP special crossings | No. | 0 | 0 | 0 | 0 | 0 | 0 | 1 | 0 | 0 | 0 | 0 | 0 | 0 | 0 | 0 | 0 | 0 | 0 | 0 | 0 | 0 |  |  |  |  | 19 | 20 | - | 2
28 | Low Pressure | Main pipe | LP PE main pipe | km | 0.015 | 0.393 | 39.522 | 48.861 | 37.691 | 7.353 | 6.075 | 1.153 | 0.966 | 1.104 | 1.423 | 3.118 | 1.739 | 1.675 | 2.079 | 2.371 | 1.97 | 1.219 | 1.578 | 1.476 | 1.068 |  |  |  |  | 0 | 163 | 0 | 4
29 | Low Pressure | Main pipe | LP steel main pipe | km | 5.844 | 0.196 | 0.824 | 0.354 | 0.116 | 0.178 | 0.441 | 0 | 0 | 0 | 0 | 0 | 0 | 0 | 0 | 0 | 0 | 0 | 0 | 0 | 0 |  |  |  |  | - | 8 | 6 | 2
30 | Low Pressure | Main pipe | LP other main pipe | km | 45.34 | 0 | 1.48 | 1.225 | 0.904 | 0.114 | 0.487 | 0.072 | 0.032 | 0 | 0.28 | 0 | 0.057 | 0 | 0 | 0 | 0 | 0 | 0 | 0 | 0 |  |  |  |  | 0 | 50 | 45 | 2
31 | Low Pressure | Service pipe | LP PE service pipe | km | 0 | 0.026 | 16.52 | 38.501 | 28.992 | 19.151 | 17.606 | 2.375 | 3.331 | 2.469 | 2.907 | 2.768 | 3.116 | 4.203 | 3.696 | 2.321 | 2.596 | 1.921 | 2.282 | 2.13 | 0.988 |  |  |  |  | 12 | 170 | - | 4
32 | Low Pressure | Service pipe | LP steel service pipe | km | 0.016 | 0.184 | 0.31 | 0.173 | 0.86 | 0.588 | 0.514 | 0.046 | 0 | 0.076 | 0.064 | 0.011 | 0 | 0.106 | 0.022 | 0.065 | 0 | 0 | 0 | 0 | 0 |  |  |  |  | 1 | 4 | 0 | 3
33 | Low Pressure | Service pipe | LP other service pipe | km | 1.157 | 0 | 0.011 | 0.189 | 0.185 | 0.455 | 1.166 | 0.059 | 0.067 | 0.051 | 0.035 | 0 | 0 | 0 | 0 | 0.025 | 0.002 | 0 | 0.018 | 0.001 | 0 |  |  |  |  | 4 | 7 | 1 | 3
34 | Low Pressure | Line valve | LP line valves | No. | 0 | 0 | 0 | 0 | 0 | 0 | 1 | 0 | 0 | 0 | 0 | 0 | 0 | 0 | 1 | 2 | 0 | 1 | 2 | 3 | 4 |  |  |  |  | - | 14 | - | 3
35 | Low Pressure | Special crossings | LP special crossings | No. | 0 | 0 | 0 | 0 | 0 | 0 | 0 | 0 | 0 | 0 | 0 | 0 | 0 | 0 | 0 | 0 | 0 | 0 | 0 | 0 | 0 |  |  |  |  | 15 | 15 | - | 2
36 | All | Monitoring & control systems | Remote terminal units | No. | 0 | 0 | 0 | 0 | 0 | 0 | 0 | 0 | 0 | 0 | 0 | 0 | 0 | 0 | 14 | 1 | 0 | 0 | 2 | 3 | 0 |  |  |  |  | - | 20 | - | 4
37 | All | Cathodic protection systems | Cathodic protection | No. | [25 empty] | 2 | 2 | - | 3

## Powerco s9b Central DY2013
[25 empty] | Company Name |  |  |  | Powerco Limited
[25 empty] | For Year Ended |  |  |  | 2013-09-30
[25 empty] | Network / Sub-network Name |  |  |  | Central Network
SCHEDULE 9b: ASSET AGE PROFILE
This schedule requires a summary of the age profile (based on year of installation) of the assets that make up the network, by asset category and asset class.
sch ref
8 |  | Disclosure Year (year ended) | 2013-09-30 |  | Number of assets at disclosure year end by installation date
9 | Operating Pressure | Asset Category | Asset Class | Units | pre-1970 | 1970 –1974 | 1975 –1979 | 1980 –1984 | 1985-1989 | 1990 –1994 | 1995 –1999 | 2000 | 2001 | 2002 | 2003 | 2004 | 2005 | 2006 | 2007 | 2008 | 2009 | 2010 | 2011 | 2012 | 2013 | 2014 | 2015 | 2016 | 2017 | No. with age unknown | Total assets at year end | No. with default dates | Data accuracy (1–4)
10 | Intermediate Pressure | Main pipe | IP PE main pipe | km | 0 | 0.0012304 | 0 | 0.073125 | 0 | 0.0083603 | 0 | 0 | 0 | 0 | 0 | 0 | 0 | 0 | 0.66989 | 0 | 0 | 0 | 0.56451 | 0.0122 | 0 |  |  |  |  | 0 | 1.3293 | 0 | 3
11 | Intermediate Pressure | Main pipe | IP steel main pipe | km | 1.7738 | 12.3697 | 7.0935 | 57.0991 | 18.7616 | 7.0743 | 0.17743 | 0.41384 | 0.065604 | 0.016258 | 2.5e-13 | 0.057562 | 0.049387 | 0 | 0.010802 | 0.021118 | 0.013047 | 0.084009 | 0.015161 | 0 | 0 |  |  |  |  | 0 | 105.0962 | 0 | 3
12 | Intermediate Pressure | Main pipe | IP other main pipe | km | 0.17598 | 3.9969e-12 | 0.0036223 | 0.0010098 | 0.14371 | 8.24e-13 | 0.0012999 | 0 | 0 | 0 | 0 | 0 | 0 | 0 | 0.0015002 | 0.0090023 | 0 | 0 | 0 | 0 | 0 |  |  |  |  | 0 | 0.33613 | 0 | 3
13 | Intermediate Pressure | Service pipe | IP PE service pipe | km | 0 | 0 | 0 | 0 | 0 | 0 | 0.13 | 0 | 0 | 0 | 0 | 0 | 0 | 0 | 0 | 0 | 0.01 | 0 | 0 | 0 | 0 |  |  |  |  | 0 | 0.14 | 0 | 3
14 | Intermediate Pressure | Service pipe | IP steel service pipe | km | 0.01 | 0.48 | 0.58 | 0.81 | 0.95 | 0.17 | 0.15 | 0.07 | 0 | 0 | 0.02 | 0 | 0.04 | 0 | 0.01 | 0.01 | 0 | 0 | 0.01 | 0 | 0 |  |  |  |  | 0 | 3.31 | 0 | 3
15 | Intermediate Pressure | Service pipe | IP other service pipe | km | 0 | 0 | 0 | 0 | 0.03 | 0 | 0 | 0 | 0 | 0 | 0 | 0 | 0 | 0 | 0 | 0 | 0 | 0 | 0 | 0 | 0 |  |  |  |  | 0 | 0.03 | 0 | 3
16 | Intermediate Pressure | Stations | Intermediate pressure DRS | No. | 0 | 0 | 0 | 1 | 31 | 14 | 1 | 0 | 0 | 0 | 0 | 1 | 3 | 0 | 1 | 0 | 0 | 1 | 1 | 1 | 0 |  |  |  |  | 0 | 55 | 0 | 2
17 | Intermediate Pressure | Line valve | IP line valves | No. | 0 | 0 | 0 | 15 | 109 | 35 | 2 | 0 | 0 | 0 | 0 | 1 | 5 | 0 | 0 | 1 | 2 | 8 | 2 | 5 | 3 |  |  |  |  | 0 | 188 | 0 | 3
18 | Intermediate Pressure | Special crossings | IP crossings | No. | 0 | 0 | 0 | 0 | 0 | 0 | 0 | 0 | 0 | 0 | 0 | 0 | 0 | 0 | 0 | 0 | 0 | 0 | 0 | 0 | 0 |  |  |  |  | 3 | 3 | 0 | 2
19 | Medium Pressure | Main pipe | MP PE main pipe | km | 1.9489 | 20.7339 | 66.3193 | 380.1587 | 446.8031 | 291.3113 | 280.0988 | 34.313 | 29.891 | 20.3541 | 14.2443 | 17.9838 | 33.234 | 28.0653 | 31.7926 | 21.3886 | 11.0225 | 12.8729 | 13.122 | 14.0387 | 0 |  |  |  |  | 0 | 1769.6967 | 0 | 3
20 | Medium Pressure | Main pipe | MP steel main pipe | km | 6.6594 | 55.6829 | 24.2741 | 21.6302 | 21.4792 | 5.5617 | 4.5256 | 0.70595 | 0.1341 | 0 | 0.017217 | 0.01537 | 0.0029492 | 0 | 0.02887 | 0.20537 | 0.037511 | 0.0022708 | 0 | 0.00090038 | 0 |  |  |  |  | 0 | 140.9636 | 0 | 3
21 | Medium Pressure | Main pipe | MP other main pipe | km | 0.3307 | 1.7745 | 3.1148 | 5.9333 | 7.7746 | 1.6355 | 1.0119 | 0.10867 | 0.0020446 | 0.0037249 | 0 | 0.0027759 | 0.029645 | 0 | 0.0078764 | 0.012679 | 0.00092986 | 0 | 0 | 0 | 0 |  |  |  |  | 0 | 21.7435 | 0 | 3
22 | Medium Pressure | Service pipe | MP PE service pipe | km | 1.4448 | 13.5305 | 70.1245 | 168.1007 | 221.9198 | 195.2828 | 132.6697 | 16.5634 | 11.5382 | 11.5095 | 10.5589 | 10.9808 | 11.4185 | 12.4491 | 11.7322 | 8.7843 | 9.5245 | 11.8715 | 8.9611 | 10.5202 | 5.1062 |  |  |  |  | 0 | 954.5912 | 0 | 3
23 | Medium Pressure | Service pipe | MP steel service pipe | km | 0.88704 | 9.6893 | 14.2471 | 6.8129 | 6.4296 | 2.6117 | 0.9093 | 0.13173 | 0.066484 | 0.17014 | 0.011745 | 0.030868 | 0.01835 | 0.050907 | 0.021169 | 0.013407 | 0.001 | 0.005726 | 0 | 0.012444 | 0.000715 |  |  |  |  | 0 | 42.1216 | 0 | 3
24 | Medium Pressure | Service pipe | MP other service pipe | km | 0.23761 | 0.64737 | 1.4302 | 5.8701 | 12.6015 | 6.9835 | 0.28425 | 0.023143 | 0.010621 | 0.02553 | 0.033544 | 0.57111 | 0.081126 | 0.020258 | 0.059166 | 0.36828 | 0.003001 | 0.002 | 0 | 0.002302 | 0 |  |  |  |  | 0 | 29.2545 | 0 | 3
25 | Medium Pressure | Stations | Medium pressure DRS | No. | 0 | 1 | 0 | 2 | 50 | 6 | 0 | 1 | 0 | 1 | 0 | 2 | 1 | 0 | 0 | 0 | 0 | 0 | 0 | 1 | 0 |  |  |  |  | 0 | 65 | 0 | 2
26 | Medium Pressure | Line valve | MP line valves | No. | 3 | 8 | 12 | 38 | 513 | 141 | 23 | 4 | 0 | 7 | 8 | 14 | 12 | 17 | 13 | 15 | 14 | 27 | 32 | 29 | 2 |  |  |  |  | 0 | 932 | 0 | 3
27 | Medium Pressure | Special crossings | MP special crossings | No. | 0 | 0 | 0 | 0 | 0 | 0 | 0 | 0 | 0 | 0 | 0 | 0 | 0 | 0 | 0 | 0 | 0 | 0 | 0 | 0 | 0 |  |  |  |  | 223 | 223 | 0 | 2
28 | Low Pressure | Main pipe | LP PE main pipe | km | 0 | 0.043704 | 0 | 0.13383 | 0.026662 | 0.65139 | 0.15841 | 0.050981 | 0.081862 | 0.033481 | 0.54846 | 0 | 0 | 0 | 0 | 0.56878 | 0.0054056 | 0 | 0 | 0 | 0 |  |  |  |  | 0 | 2.303 | 0 | 3
29 | Low Pressure | Main pipe | LP steel main pipe | km | 0 | 0 | 0.027153 | 0.096623 | 0.77859 | 2.708 | 0.93606 | 0.28886 | 0 | 0 | 0 | 0 | 0 | 0 | 0 | 0 | 0 | 0 | 0 | 9.3e-13 | 0 |  |  |  |  | 0 | 4.8353 | 0 | 3
30 | Low Pressure | Main pipe | LP other main pipe | km | 0 | 0 | 1.443e-12 | 0.23163 | 0.34679 | 1.0849 | 0.44956 | 0.12077 | 0.00099829 | 0 | 0 | 0.0018428 | 0 | 0 | 0 | 0 | 0 | 0 | 0 | 0 | 0 |  |  |  |  | 0 | 2.2365 | 0 | 3
31 | Low Pressure | Service pipe | LP PE service pipe | km | 0.06 | 0 | 0.09 | 0.02 | 0.55 | 1.14 | 0.92 | 0 | 0.02 | 0.05 | 0.1 | 0.06 | 0.01 | 0.01 | 0.07 | 0 | 0.04 | 0.05 | 0.02 | 0.05 | 0 |  |  |  |  | 0 | 3.26 | 0 | 3
32 | Low Pressure | Service pipe | LP steel service pipe | km | 0.02 | 0.12 | 0.01 | 0 | 0.32 | 0.1 | 0.1 | 0 | 0 | 0 | 0 | 0.11 | 0 | 0 | 0 | 0 | 0 | 0 | 0 | 0 | 0 |  |  |  |  | 0 | 0.78 | 0 | 3
33 | Low Pressure | Service pipe | LP other service pipe | km | 0.37 | 0 | 0.01 | 0.15 | 0 | 0.08 | 0.15 | 0.01 | 0 | 0.01 | 0 | 0 | 0 | 0.01 | 0 | 0 | 0 | 0 | 0 | 0 | 0 |  |  |  |  | 0 | 0.79 | 0 | 3
34 | Low Pressure | Line valve | LP line valves | No. | 0 | 0 | 0 | 0 | 4 | 0 | 0 | 0 | 0 | 0 | 0 | 0 | 0 | 0 | 0 | 0 | 0 | 0 | 0 | 0 | 0 |  |  |  |  | 0 | 4 | 0 | 3
35 | Low Pressure | Special crossings | LP special crossings | No. | 0 | 0 | 0 | 0 | 0 | 0 | 0 | 0 | 0 | 0 | 0 | 0 | 0 | 0 | 0 | 0 | 0 | 0 | 0 | 0 | 0 |  |  |  |  | 11 | 11 | 0 | 2
36 | All | Monitoring & control systems | Remote terminal units | No. | 0 | 0 | 0 | 0 | 0 | 0 | 0 | 0 | 0 | 0 | 0 | 0 | 0 | 0 | 0 | 0 | 10 | 4 | 17 | 0 | 0 |  |  |  |  | 0 | 31 | 0 | 4
37 | All | Cathodic protection systems | Cathodic protection | No. | 0 | 0 | 0 | 0 | 0 | 0 | 0 | 0 | 0 | 0 | 0 | 0 | 0 | 0 | 0 | 0 | 0 | 0 | 0 | 0 | 0 |  |  |  |  | 15 | 15 | 0 | 2

## Powerco s9b Lower DY2013
[25 empty] | Company Name |  |  |  | Powerco Limited
[25 empty] | For Year Ended |  |  |  | 2013-09-30
[25 empty] | Network / Sub-network Name |  |  |  | Lower Network
SCHEDULE 9b: ASSET AGE PROFILE
This schedule requires a summary of the age profile (based on year of installation) of the assets that make up the network, by asset category and asset class.
sch ref
8 |  | Disclosure Year (year ended) | 2013-09-30 |  | Number of assets at disclosure year end by installation date
9 | Operating Pressure | Asset Category | Asset Class | Units | pre-1970 | 1970 –1974 | 1975 –1979 | 1980 –1984 | 1985-1989 | 1990 –1994 | 1995 –1999 | 2000 | 2001 | 2002 | 2003 | 2004 | 2005 | 2006 | 2007 | 2008 | 2009 | 2010 | 2011 | 2012 | 2013 | 2014 | 2015 | 2016 | 2017 | No. with age unknown | Total assets at year end | No. with default dates | Data accuracy (1–4)
10 | Intermediate Pressure | Main pipe | IP PE main pipe | km | 0 | 0 | 0 | 0 | 0 | 0 | 0.029274 | 0 | 0 | 0 | 0 | 0 | 0 | 0 | 0 | 0 | 0 | 0 | 0 | 0 | 0 |  |  |  |  | 0 | 0.029274 | 0 | 3
11 | Intermediate Pressure | Main pipe | IP steel main pipe | km | 5.7766 | 53.4139 | 27.4536 | 33.9365 | 25.3068 | 4.9583 | 4.1792 | 3.317 | 0.25398 | 0.012761 | 0.0054285 | 0 | 0.19754 | 0.11104 | 0.065773 | 0.050311 | 0.010987 | 0.052633 | 0.049535 | 0.065904 | 0 |  |  |  |  | 0 | 159.2178 | 0 | 3
12 | Intermediate Pressure | Main pipe | IP other main pipe | km | 0.018897 | 0.14551 | 0.29704 | 0.34086 | 0.15883 | 0.0042019 | 0.078104 | 0 | 0 | 0 | 0.001377 | 0 | 0 | 0.0015574 | 0 | 0 | 0 | 0 | 0 | 0 | 0 |  |  |  |  | 0 | 1.0464 | 0 | 3
13 | Intermediate Pressure | Service pipe | IP PE service pipe | km | 0 | 0 | 0 | 0.033777 | 0 | 0 | 0.010235 | 0 | 0 | 0 | 0 | 0 | 0 | 0 | 0.016438 | 0.036244 | 0 | 0.007494 | 0.054525 | 0.005457 | 0 |  |  |  |  | 0 | 0.16417 | 0 | 3
14 | Intermediate Pressure | Service pipe | IP steel service pipe | km | 0.010111 | 1.2399 | 0.86277 | 3.0088 | 1.8694 | 0.46049 | 0.26003 | 0.093935 | 0.023936 | 0.003364 | 0.02635 | 0.050055 | 0.002684 | 0.018884 | 0.031405 | 0.024923 | 0.015858 | 0.12763 | 0.024388 | 0.021627 | 0.002378 |  |  |  |  | 0 | 8.1789 | 0 | 3
15 | Intermediate Pressure | Service pipe | IP other service pipe | km | 0 | 0.056813 | 0.021273 | 0.67463 | 0.037456 | 0 | 0.007533 | 0 | 0 | 0 | 0 | 0 | 0 | 0 | 0 | 0.006 | 0 | 0 | 0 | 0 | 0 |  |  |  |  | 0 | 0.8037 | 0 | 3
16 | Intermediate Pressure | Stations | Intermediate pressure DRS | No. | 1 | 4 | 4 | 47 | 1 | 16 | 3 | 0 | 0 | 0 | 1 | 0 | 0 | 1 | 1 | 1 | 1 | 0 | 3 | 0 | 0 |  |  |  |  | 0 | 84 | 0 | 2
17 | Intermediate Pressure | Line valve | IP line valves | No. | 20 | 55 | 51 | 141 | 305 | 62 | 18 | 2 | 1 | 1 | 3 | 1 | 9 | 9 | 9 | 8 | 8 | 21 | 14 | 4 | 1 |  |  |  |  | 0 | 743 | 0 | 3
18 | Intermediate Pressure | Special crossings | IP crossings | No. | 0 | 0 | 0 | 0 | 0 | 0 | 0 | 0 | 0 | 0 | 0 | 0 | 0 | 0 | 0 | 0 | 0 | 0 | 0 | 0 | 0 |  |  |  |  | 9 | 9 | 0 | 2
19 | Medium Pressure | Main pipe | MP PE main pipe | km | 0.38283 | 25.4929 | 135.758 | 218.5513 | 197.8508 | 421.1132 | 355.0116 | 26.1764 | 24.7362 | 13.1165 | 18.907 | 31.3661 | 19.4542 | 10.8613 | 21.2202 | 19.9942 | 10.7681 | 10.0866 | 7.9723 | 11.6814 | 3.0706 |  |  |  |  | 0 | 1583.5716 | 0 | 3
20 | Medium Pressure | Main pipe | MP steel main pipe | km | 0 | 2.5948 | 3.2749 | 2.5319 | 1.2311 | 2.2084 | 1.4909 | 0.0018102 | 0.037002 | 0 | 0 | 0.0016101 | 0.0030175 | 0 | 0 | 0.028881 | 0.013355 | 0 | 0.0026774 | 0 | 0 |  |  |  |  | 0 | 13.4203 | 0 | 3
21 | Medium Pressure | Main pipe | MP other main pipe | km | 0 | 0.17638 | 1.8692 | 4.9688 | 2.3859 | 1.994 | 1.8062 | 0.1474 | 0.029045 | 0.0045326 | 0.021223 | 0.064932 | 0.062161 | 0 | 0 | 0 | 0.0038616 | 0 | 0 | 0 | 0 |  |  |  |  | 0 | 13.5336 | 0 | 3
22 | Medium Pressure | Service pipe | MP PE service pipe | km | 0.21206 | 5.1175 | 19.9054 | 161.2777 | 95.8743 | 170.8414 | 159.0219 | 17.3395 | 18.0923 | 16.9593 | 13.9528 | 14.2025 | 12.6562 | 10.5219 | 13.0088 | 9.9264 | 8.7052 | 10.6534 | 10.8846 | 11.1748 | 1.6044 |  |  |  |  | 0 | 781.9325 | 0 | 3
23 | Medium Pressure | Service pipe | MP steel service pipe | km | 0.24466 | 0.53932 | 0.76628 | 1.6797 | 0.47053 | 3.1572 | 3.895 | 0.18109 | 0.12357 | 0.010605 | 0.017847 | 0.001606 | 0.022515 | 0.023349 | 0 | 0.028794 | 0.0002 | 0 | 0 | 0.012163 | 0 |  |  |  |  | 0 | 11.1744 | 0 | 3
24 | Medium Pressure | Service pipe | MP other service pipe | km | 0 | 0.17516 | 0.6565 | 18.8474 | 1.158 | 0.99741 | 1.2481 | 0.31817 | 0.21992 | 0.28954 | 0.17779 | 0.26125 | 0.23065 | 0.20484 | 0.11291 | 0.11696 | 0.013598 | 0.012869 | 0.030793 | 0.004443 | 0.000588 |  |  |  |  | 0 | 25.0769 | 0 | 3
25 | Medium Pressure | Stations | Medium pressure DRS | No. | 0 | 0 | 0 | 13 | 1 | 7 | 1 | 0 | 0 | 1 | 1 | 1 | 0 | 0 | 0 | 0 | 1 | 0 | 2 | 2 | 0 |  |  |  |  | 0 | 30 | 0 | 2
26 | Medium Pressure | Line valve | MP line valves | No. | 2 | 9 | 25 | 55 | 150 | 131 | 13 | 0 | 1 | 6 | 5 | 19 | 11 | 16 | 22 | 17 | 21 | 26 | 29 | 22 | 2 |  |  |  |  | 0 | 582 | 0 | 3
27 | Medium Pressure | Special crossings | MP special crossings | No. | 0 | 0 | 0 | 0 | 0 | 0 | 0 | 0 | 0 | 0 | 0 | 0 | 0 | 0 | 0 | 0 | 0 | 0 | 0 | 0 | 0 |  |  |  |  | 151 | 151 | 0 | 2
28 | Low Pressure | Main pipe | LP PE main pipe | km | 0 | 0.071904 | 0.18037 | 3.695 | 6.3858 | 21.354 | 3.1494 | 0.10013 | 0.1388 | 0.032637 | 0.27622 | 0.029993 | 0.43307 | 0.50373 | 0.49651 | 0.037435 | 0.0028018 | 0.28385 | 0.026136 | 0.03748 | 0.026167 |  |  |  |  | 0 | 37.2614 | 0 | 3
29 | Low Pressure | Main pipe | LP steel main pipe | km | 0 | 0 | 0.26597 | 0.078446 | 0.085089 | 0.37008 | 0.42974 | 0.0018604 | 0 | 0 | 0 | 0 | 0 | 0 | 0 | 0 | 0 | 0 | 0 | 0.053518 | 0 |  |  |  |  | 0 | 1.2847 | 0 | 3
30 | Low Pressure | Main pipe | LP other main pipe | km | 0.012847 | 0 | 0.066887 | 0.02408 | 0.11318 | 0.016389 | 0.04971 | 0 | 0 | 0 | 0 | 0 | 0 | 0 | 0.0013194 | 0 | 0 | 0 | 0 | 0 | 0 |  |  |  |  | 0 | 0.28441 | 0 | 3
31 | Low Pressure | Service pipe | LP PE service pipe | km | 0.040928 | 0.020795 | 0.19615 | 2.5091 | 2.4641 | 7.0213 | 1.574 | 0.29703 | 0.22428 | 0.21213 | 0.14435 | 0.19624 | 0.21407 | 0.1466 | 0.23523 | 0.15703 | 0.11814 | 0.11095 | 0.18676 | 0.11618 | 0.053033 |  |  |  |  | 0 | 16.2383 | 0 | 3
32 | Low Pressure | Service pipe | LP steel service pipe | km | 0.15068 | 0.063106 | 0.17795 | 0.47233 | 0.12326 | 0.53725 | 0.19105 | 0.05473 | 0.015775 | 0 | 0.003191 | 0.004271 | 0 | 0 | 0 | 0.0004 | 0.004138 | 0 | 0 | 0.012273 | 0 |  |  |  |  | 0 | 1.8104 | 0 | 3
33 | Low Pressure | Service pipe | LP other service pipe | km | 0 | 0 | 0.007476 | 0.10745 | 0.071366 | 0.028068 | 0.002752 | 0 | 0 | 0 | 0 | 0.001319 | 0 | 0.049254 | 0.001 | 0.00162 | 0.0008 | 0 | 0.014333 | 0.002207 | 0.000808 |  |  |  |  | 0 | 0.28845 | 0 | 3
34 | Low Pressure | Line valve | LP line valves | No. | 0 | 1 | 2 | 4 | 1 | 172 | 5 | 0 | 2 | 1 | 2 | 2 | 2 | 24 | 34 | 4 | 4 | 9 | 5 | 3 | 0 |  |  |  |  | 0 | 277 | 0 | 3
35 | Low Pressure | Special crossings | LP special crossings | No. | 0 | 0 | 0 | 0 | 0 | 0 | 0 | 0 | 0 | 0 | 0 | 0 | 0 | 0 | 0 | 0 | 0 | 0 | 0 | 0 | 0 |  |  |  |  | 5 | 5 | 0 | 2
36 | All | Monitoring & control systems | Remote terminal units | No. | 0 | 0 | 0 | 0 | 0 | 0 | 0 | 0 | 0 | 0 | 0 | 0 | 0 | 0 | 0 | 0 | 10 | 16 | 7 | 0 | 0 |  |  |  |  | 0 | 33 | 0 | 4
37 | All | Cathodic protection systems | Cathodic protection | No. | 0 | 0 | 0 | 0 | 0 | 0 | 0 | 0 | 0 | 0 | 0 | 0 | 0 | 0 | 0 | 0 | 0 | 0 | 0 | 0 | 0 |  |  |  |  | 10 | 10 | 0 | 2

## Powerco s9b Total DY2013
[25 empty] | Company Name |  |  |  | Powerco Limited
[25 empty] | For Year Ended |  |  |  | 2013-09-30
[25 empty] | Network / Sub-network Name |  |  |  | Powerco Limited
SCHEDULE 9b: ASSET AGE PROFILE
This schedule requires a summary of the age profile (based on year of installation) of the assets that make up the network, by asset category and asset class.
sch ref
8 |  | Disclosure Year (year ended) | 2013-09-30 |  | Number of assets at disclosure year end by installation date
9 | Operating Pressure | Asset Category | Asset Class | Units | pre-1970 | 1970 –1974 | 1975 –1979 | 1980 –1984 | 1985-1989 | 1990 –1994 | 1995 –1999 | 2000 | 2001 | 2002 | 2003 | 2004 | 2005 | 2006 | 2007 | 2008 | 2009 | 2010 | 2011 | 2012 | 2013 | 2014 | 2015 | 2016 | 2017 | No. with age unknown | Total assets at year end | No. with default dates | Data accuracy (1–4)
10 | Intermediate Pressure | Main pipe | IP PE main pipe | km | 0 | 0.0012304 | 0 | 0.073125 | 0 | 0.0083603 | 0.029274 | 0 | 0 | 0 | 0 | 0 | 0 | 0 | 0.66989 | 0 | 0 | 0 | 0.56451 | 0.0122 | 0 |  |  |  |  | 0 | 1.3586 | 0 | 3
11 | Intermediate Pressure | Main pipe | IP steel main pipe | km | 7.5504 | 65.7836 | 34.547 | 91.0356 | 44.0684 | 12.0326 | 4.3567 | 3.7308 | 0.31959 | 0.029019 | 0.0054285 | 0.057562 | 0.24693 | 0.11104 | 0.076575 | 0.071429 | 0.024034 | 0.13664 | 0.064695 | 0.065904 | 0 |  |  |  |  | 0 | 264.314 | 0 | 3
12 | Intermediate Pressure | Main pipe | IP other main pipe | km | 0.19488 | 0.14551 | 0.30067 | 0.34187 | 0.30254 | 0.0042019 | 0.079404 | 0 | 0 | 0 | 0.001377 | 0 | 0 | 0.0015574 | 0.0015002 | 0.0090023 | 0 | 0 | 0 | 0 | 0 |  |  |  |  | 0 | 1.3825 | 0 | 3
13 | Intermediate Pressure | Service pipe | IP PE service pipe | km | 0 | 0 | 0 | 0.033777 | 0 | 0 | 0.14023 | 0 | 0 | 0 | 0 | 0 | 0 | 0 | 0.016438 | 0.036244 | 0.01 | 0.007494 | 0.054525 | 0.005457 | 0 |  |  |  |  | 0 | 0.30417 | 0 | 3
14 | Intermediate Pressure | Service pipe | IP steel service pipe | km | 0.020111 | 1.7199 | 1.4428 | 3.8188 | 2.8194 | 0.63049 | 0.41003 | 0.16393 | 0.023936 | 0.003364 | 0.04635 | 0.050055 | 0.042684 | 0.018884 | 0.041405 | 0.034923 | 0.015858 | 0.12763 | 0.034388 | 0.021627 | 0.002378 |  |  |  |  | 0 | 11.4889 | 0 | 3
15 | Intermediate Pressure | Service pipe | IP other service pipe | km | 0 | 0.056813 | 0.021273 | 0.67463 | 0.067456 | 0 | 0.007533 | 0 | 0 | 0 | 0 | 0 | 0 | 0 | 0 | 0.006 | 0 | 0 | 0 | 0 | 0 |  |  |  |  | 0 | 0.8337 | 0 | 3
16 | Intermediate Pressure | Stations | Intermediate pressure DRS | No. | 1 | 4 | 4 | 48 | 32 | 30 | 4 | 0 | 0 | 0 | 1 | 1 | 3 | 1 | 2 | 1 | 1 | 1 | 4 | 1 | 0 |  |  |  |  | 0 | 139 | 0 | 2
17 | Intermediate Pressure | Line valve | IP line valves | No. | 20 | 55 | 51 | 156 | 414 | 97 | 20 | 2 | 1 | 1 | 3 | 2 | 14 | 9 | 9 | 9 | 10 | 29 | 16 | 9 | 4 |  |  |  |  | 0 | 931 | 0 | 3
18 | Intermediate Pressure | Special crossings | IP crossings | No. | 0 | 0 | 0 | 0 | 0 | 0 | 0 | 0 | 0 | 0 | 0 | 0 | 0 | 0 | 0 | 0 | 0 | 0 | 0 | 0 | 0 |  |  |  |  | 12 | 12 | 0 | 2
19 | Medium Pressure | Main pipe | MP PE main pipe | km | 2.3317 | 46.2267 | 202.0773 | 598.71 | 644.6539 | 712.4245 | 635.1104 | 60.4893 | 54.6272 | 33.4706 | 33.1513 | 49.3499 | 52.6882 | 38.9266 | 53.0127 | 41.3828 | 21.7906 | 22.9594 | 21.0943 | 25.7201 | 3.0706 |  |  |  |  | 0 | 3353.2683 | 0 | 3
20 | Medium Pressure | Main pipe | MP steel main pipe | km | 6.6594 | 58.2777 | 27.549 | 24.1621 | 22.7103 | 7.77 | 6.0166 | 0.70776 | 0.1711 | 0 | 0.017217 | 0.01698 | 0.0059667 | 0 | 0.02887 | 0.23426 | 0.050866 | 0.0022708 | 0.0026774 | 0.00090038 | 0 |  |  |  |  | 0 | 154.3839 | 0 | 3
21 | Medium Pressure | Main pipe | MP other main pipe | km | 0.3307 | 1.9509 | 4.9839 | 10.9021 | 10.1605 | 3.6295 | 2.818 | 0.25607 | 0.03109 | 0.0082575 | 0.021223 | 0.067708 | 0.091806 | 0 | 0.0078764 | 0.012679 | 0.0047914 | 0 | 0 | 0 | 0 |  |  |  |  | 0 | 35.2771 | 0 | 3
22 | Medium Pressure | Service pipe | MP PE service pipe | km | 1.6568 | 18.648 | 90.0299 | 329.3784 | 317.7941 | 366.1242 | 291.6916 | 33.903 | 29.6306 | 28.4688 | 24.5117 | 25.1833 | 24.0747 | 22.9711 | 24.741 | 18.7107 | 18.2297 | 22.5249 | 19.8457 | 21.6949 | 6.7106 |  |  |  |  | 0 | 1736.5237 | 0 | 3
23 | Medium Pressure | Service pipe | MP steel service pipe | km | 1.1317 | 10.2286 | 15.0133 | 8.4926 | 6.9001 | 5.7689 | 4.8043 | 0.31282 | 0.19006 | 0.18075 | 0.029592 | 0.032474 | 0.040865 | 0.074256 | 0.021169 | 0.042201 | 0.0012 | 0.005726 | 0 | 0.024607 | 0.000715 |  |  |  |  | 0 | 53.296 | 0 | 3
24 | Medium Pressure | Service pipe | MP other service pipe | km | 0.23761 | 0.82253 | 2.0867 | 24.7175 | 13.7595 | 7.9809 | 1.5323 | 0.34131 | 0.23054 | 0.31507 | 0.21133 | 0.83236 | 0.31178 | 0.2251 | 0.17208 | 0.48524 | 0.016599 | 0.014869 | 0.030793 | 0.006745 | 0.000588 |  |  |  |  | 0 | 54.3314 | 0 | 3
25 | Medium Pressure | Stations | Medium pressure DRS | No. | 0 | 1 | 0 | 15 | 51 | 13 | 1 | 1 | 0 | 2 | 1 | 3 | 1 | 0 | 0 | 0 | 1 | 0 | 2 | 3 | 0 |  |  |  |  | 0 | 95 | 0 | 2
26 | Medium Pressure | Line valve | MP line valves | No. | 5 | 17 | 37 | 93 | 663 | 272 | 36 | 4 | 1 | 13 | 13 | 33 | 23 | 33 | 35 | 32 | 35 | 53 | 61 | 51 | 4 |  |  |  |  | 0 | 1514 | 0 | 3
27 | Medium Pressure | Special crossings | MP special crossings | No. | 0 | 0 | 0 | 0 | 0 | 0 | 0 | 0 | 0 | 0 | 0 | 0 | 0 | 0 | 0 | 0 | 0 | 0 | 0 | 0 | 0 |  |  |  |  | 374 | 374 | 0 | 2
28 | Low Pressure | Main pipe | LP PE main pipe | km | 0 | 0.11561 | 0.18037 | 3.8288 | 6.4125 | 22.0054 | 3.3078 | 0.15111 | 0.22066 | 0.066118 | 0.82468 | 0.029993 | 0.43307 | 0.50373 | 0.49651 | 0.60621 | 0.0082074 | 0.28385 | 0.026136 | 0.03748 | 0.026167 |  |  |  |  | 0 | 39.5644 | 0 | 3
29 | Low Pressure | Main pipe | LP steel main pipe | km | 0 | 0 | 0.29312 | 0.17507 | 0.86368 | 3.0781 | 1.3658 | 0.29072 | 0 | 0 | 0 | 0 | 0 | 0 | 0 | 0 | 0 | 0 | 0 | 0.053518 | 0 |  |  |  |  | 0 | 6.12 | 0 | 3
30 | Low Pressure | Main pipe | LP other main pipe | km | 0.012847 | 0 | 0.066887 | 0.25571 | 0.45997 | 1.1013 | 0.49927 | 0.12077 | 0.00099829 | 0 | 0 | 0.0018428 | 0 | 0 | 0.0013194 | 0 | 0 | 0 | 0 | 0 | 0 |  |  |  |  | 0 | 2.5209 | 0 | 3
31 | Low Pressure | Service pipe | LP PE service pipe | km | 0.10093 | 0.020795 | 0.28615 | 2.5291 | 3.0141 | 8.1613 | 2.494 | 0.29703 | 0.24428 | 0.26213 | 0.24435 | 0.25624 | 0.22407 | 0.1566 | 0.30523 | 0.15703 | 0.15814 | 0.16095 | 0.20676 | 0.16618 | 0.053033 |  |  |  |  | 0 | 19.4983 | 0 | 3
32 | Low Pressure | Service pipe | LP steel service pipe | km | 0.17067 | 0.18311 | 0.18795 | 0.47233 | 0.44326 | 0.63725 | 0.29105 | 0.05473 | 0.015775 | 0 | 0.003191 | 0.11427 | 0 | 0 | 0 | 0.0004 | 0.004138 | 0 | 0 | 0.012273 | 0 |  |  |  |  | 0 | 2.5904 | 0 | 3
33 | Low Pressure | Service pipe | LP other service pipe | km | 0.37 | 0 | 0.017476 | 0.25745 | 0.071366 | 0.10807 | 0.15275 | 0.01 | 0 | 0.01 | 0 | 0.001319 | 0 | 0.059254 | 0.001 | 0.00162 | 0.0008 | 0 | 0.014333 | 0.002207 | 0.000808 |  |  |  |  | 0 | 1.0785 | 0 | 3
34 | Low Pressure | Line valve | LP line valves | No. | 0 | 1 | 2 | 4 | 5 | 172 | 5 | 0 | 2 | 1 | 2 | 2 | 2 | 24 | 34 | 4 | 4 | 9 | 5 | 3 | 0 |  |  |  |  | 0 | 281 | 0 | 3
35 | Low Pressure | Special crossings | LP special crossings | No. | 0 | 0 | 0 | 0 | 0 | 0 | 0 | 0 | 0 | 0 | 0 | 0 | 0 | 0 | 0 | 0 | 0 | 0 | 0 | 0 | 0 |  |  |  |  | 16 | 16 | 0 | 2
36 | All | Monitoring & control systems | Remote terminal units | No. | 0 | 0 | 0 | 0 | 0 | 0 | 0 | 0 | 0 | 0 | 0 | 0 | 0 | 0 | 0 | 0 | 20 | 20 | 24 | 0 | 0 |  |  |  |  | 0 | 64 | 0 | 4
37 | All | Cathodic protection systems | Cathodic protection | No. | 0 | 0 | 0 | 0 | 0 | 0 | 0 | 0 | 0 | 0 | 0 | 0 | 0 | 0 | 0 | 0 | 0 | 0 | 0 | 0 | 0 |  |  |  |  | 25 | 25 | 0 | 2

## Vector GDB s9b Akl DY2013
[28 empty] | Company Name | Vector - gas distribution business
[28 empty] | For Year Ended | 2013-06-30
[28 empty] | Network / Sub-network Name | Auckland
SCHEDULE 9b: ASSET AGE PROFILE
This schedule requires a summary of the age profile (based on year of installation) of the assets that make up the network, by asset category and asset class.
sch ref
8 |  | Disclosure Year (year ended) | 2013-06-30 |  | Number of assets at disclosure year end by installation date
9 | Operating Pressure | Asset Category | Asset Class | Units | pre-1970 | 1970 –1974 | 1975 –1979 | 1980 –1984 | 1985-1989 | 1990 –1994 | 1995 –1999 | 2000 | 2001 | 2002 | 2003 | 2004 | 2005 | 2006 | 2007 | 2008 | 2009 | 2010 | 2011 | 2012 | 2013 | 2014 | 2015 | 2016 | 2017 | No. with age unknown | Total assets at year end | No. with default dates | Data accuracy (1–4)
10 | Intermediate Pressure | Main pipe | IP PE main pipe | km | [26 empty] | 0 |  | N/A
11 | Intermediate Pressure | Main pipe | IP steel main pipe | km | 46.713 | 14.118 | 4.36 | 16.172 | 52.161 | 12.612 | 34.699 | 24.641 | 0.066 | 0.914 | 0.061 |  | 0.024 | 0.73 | 0.514 | 0.085 | 0.364 | 0.335 | 0.055 | 0.863 | 0.004 | [5 empty] | 209.491 |  | 3
12 | Intermediate Pressure | Main pipe | IP other main pipe | km | [26 empty] | 0 |  | N/A
13 | Intermediate Pressure | Service pipe | IP PE service pipe | km | [26 empty] | 0 |  | N/A
14 | Intermediate Pressure | Service pipe | IP steel service pipe | km | 0.05 | 0.152 | 0.05 | 0.417 | 1.725 | 1.79 | 1.614 | 0.068 | 0.017 | 0.023 | 0.102 | 0.051 | 0.08 | 0.07 | 0.057 | 0.007 | 0.012 | 0.06 | 0.028 | 0.036 | 0.02 | [5 empty] | 6.429 |  | 3
15 | Intermediate Pressure | Service pipe | IP other service pipe | km | [26 empty] | 0 |  | N/A
16 | Intermediate Pressure | Stations | Intermediate pressure DRS | No. | 11 | 5 | 8 | 18 | 10 | 11 | 14 | 2001: 3; 2003: 1; 2004: 1; 2005: 2; 2006: 3; 2007: 3; 2009: 1; 2010: 2; 2012: 1 |  | 94 |  | 2
17 | Intermediate Pressure | Line valve | IP line valves | No. | 62 | 42 | 18 | 66 | 189 | 104 | 63 | 15 | 8 | 4 | 6 | 1 | 6 | 6 | 4 | 7 | 4 | 7 | 6 | 9 | 7 |  |  |  |  | 31 | 665 |  | 2
18 | Intermediate Pressure | Special crossings | IP crossings | No. | 4 |  |  | 1 | 7 |  | 3 | [19 empty] | 19 |  | 3 | bar: 2000; 2007; 2010; 2012
19 | Medium Pressure | Main pipe | MP PE main pipe | km | 13.718 | 3.06 | 20.367 | 60.691 | 176.352 | 509.459 | 1386.826 | 148.147 | 86.876 | 55.583 | 118.762 | 83.016 | 94.435 | 117.371 | 91.331 | 56.687 | 35.474 | 40.328 | 54.748 | 50.405 | 61.212 |  |  |  |  | 2.193 | 3267.041 |  | 3
20 | Medium Pressure | Main pipe | MP steel main pipe | km | 11.455 | 23.991 | 14.713 | 76.323 | 75.01 | 4.899 | 5.052 | 0.126 | 0.287 | 0.002 | 0.045 | 0.035 | 0.255 | 0.337 | 0.004 | 0.399 | 0.315 | 0.118 | 0.272 | 0.003 | 0.098 |  |  |  |  | 0.169 | 213.908 |  | 3
21 | Medium Pressure | Main pipe | MP other main pipe | km | 1.281 | 0.005 | 0.054 | 0.002 | 0.137 | 0.037 | 0.015 | 2000: 0.015; 2001: 0.043; 2002: 0.056; 2003: 0.061; 2005: 0.308 | 0.012 | 2.026 |  | 3
22 | Medium Pressure | Service pipe | MP PE service pipe | km | 4.312 | 0.889 | 2.369 | 5.693 | 62.398 | 328.481 | 658.531 | 84.31 | 52.481 | 54.504 | 74.594 | 90.075 | 74.919 | 76.409 | 70.886 | 57.69 | 35.084 | 42.374 | 60.663 | 50.432 | 49.109 |  |  |  |  | 0.919 | 1937.122 |  | 3
23 | Medium Pressure | Service pipe | MP steel service pipe | km | 1.851 | 1.427 | 2.143 | 7.144 | 7.253 | 3.834 | 4.56 | 0.12 | 0.041 | 0.058 | 0.189 | 0.032 | 0.104 | 0.04 | 0.096 | 0.137 | 0.024 | 0.124 | 0.022 | 0.052 | 0.086 |  |  |  |  | 0.1 | 29.437 |  | 3
24 | Medium Pressure | Service pipe | MP other service pipe | km | 0.018 | 0.089 | 0.388 | 0.157 | 2.634 | 0.196 | 0.154 | 2003: 0.01; 2004: 0.008; 2013: 0.004 |  | 3.658 |  | 3
25 | Medium Pressure | Stations | Medium pressure DRS | No. | 2 | 3 | 4 | 14 | 76 | 93 | 25 |  | 1 | 1 | 15 | 7 | 5 | 3 | 1 | 1 | 1 | 1 | 1 | 2 | 1 |  |  |  |  | 2 | 259 |  | 3
26 | Medium Pressure | Line valve | MP line valves | No. | 46 | 96 | 120 | 671 | 681 | 428 | 244 | 40 | 36 | 14 | 21 | 22 | 38 | 40 | 26 | 27 | 31 | 13 | 34 | 27 | 39 |  |  |  |  | 79 | 2773 |  | 2
27 | Medium Pressure | Special crossings | MP special crossings | No. |  | 1 | 2 | 8 | 12 | 8 | 10 | 2000: 4; 2006: 3; 2007: 1; 2008: 1; 2010: 3; 2011: 1; 2013: 2 |  | 56 |  | 3
28 | Low Pressure | Main pipe | LP PE main pipe | km | 0.293 | 0.024 |  | 0.032 | 0.416 | 0.54 | 0.779 | 0.408 | 0.051 | 0.153 | 0.595 | 0.236 | 0.021 | 0.041 | 0.033 | 0.119 | 0.158 | 1.012 | 0.062 | 0.147 | 0.001 | [5 empty] | 5.121 |  | 3
29 | Low Pressure | Main pipe | LP steel main pipe | km | 2.185 | 0.377 |  | 0.018 | 0.141 | 0.019 | 0.014 | 2000: 0.009; 2002: 0.005; 2012: 0.003 | 0 | 2.771 |  | 3
30 | Low Pressure | Main pipe | LP other main pipe | km | 16.515 | 0.135 |  | 0.072 |  |  | 0.002 | 2005: 0.622; 2009: 0.427; 2012: 0.023 | 0.794 | 18.59 |  | 2
31 | Low Pressure | Service pipe | LP PE service pipe | km | 0.08 | 0.045 | 0.026 | 0.137 | 2.306 | 2.229 | 4.081 | 0.351 | 0.395 | 0.341 | 0.473 | 0.313 | 0.336 | 0.264 | 0.265 | 0.17 | 0.158 | 0.147 | 0.206 | 0.044 | 0.216 | [5 empty] | 12.583 |  | 3
32 | Low Pressure | Service pipe | LP steel service pipe | km | 1.312 | 0.266 | 0.405 | 1.23 | 0.91 | 0.428 | 0.093 | 2003: 0.026; 2005: 0.054; 2009: 0.006 | 0.052 | 4.782 |  | 3
33 | Low Pressure | Service pipe | LP other service pipe | km | 0.002 |  | 0.025 |  |  | 0.002 |  | 2000: 0.006 |  | 0.035 |  | 3
34 | Low Pressure | Line valve | LP line valves | No. |  |  | 4 | 3 | 4 | 2 | 2 | 2011: 2 | 5 | 22 |  | 2
35 | Low Pressure | Special crossings | LP special crossings | No. | [26 empty] | 1 |  | 4 | bar: 2011
36 | All | Monitoring & control systems | Remote terminal units | No. | [6 empty] | 32 | 2000: 1; 2001: 1; 2002: 1; 2005: 4; 2006: 1; 2007: 19; 2008: 3; 2009: 2; 2011: 1 |  | 65 |  | 4
37 | All | Cathodic protection systems | Cathodic protection | No. | 1 | 1 | 2 | 4 | 3 |  |  | 2000: 2; 2001: 1; 2004: 1 |  | 15 |  | 3

## Vector GDB s9b NI DY2013
[28 empty] | Company Name | Vector - gas distribution business
[28 empty] | For Year Ended | 2013-06-30
[28 empty] | Network / Sub-network Name | North Island
SCHEDULE 9b: ASSET AGE PROFILE
This schedule requires a summary of the age profile (based on year of installation) of the assets that make up the network, by asset category and asset class.
sch ref
8 |  | Disclosure Year (year ended) | 2013-06-30 |  | Number of assets at disclosure year end by installation date
9 | Operating Pressure | Asset Category | Asset Class | Units | pre-1970 | 1970 –1974 | 1975 –1979 | 1980 –1984 | 1985-1989 | 1990 –1994 | 1995 –1999 | 2000 | 2001 | 2002 | 2003 | 2004 | 2005 | 2006 | 2007 | 2008 | 2009 | 2010 | 2011 | 2012 | 2013 | 2014 | 2015 | 2016 | 2017 | No. with age unknown | Total assets at year end | No. with default dates | Data accuracy (1–4)
10 | Intermediate Pressure | Main pipe | IP PE main pipe | km | [26 empty] | 0 |  | N/A
11 | Intermediate Pressure | Main pipe | IP steel main pipe | km | 0.831 | 16.482 | 1.049 | 79.065 | 69.666 | 9.827 | 14.527 | 0 | 0.01 | 0.006 | 0.012 | 0.056 | 1.412 | 0 | 0.46 | 0.019 | 0.009 | 0.328 | 0.049 | 0.547 | 0.002 |  |  |  |  | 0.004 | 194.361 |  | 3
12 | Intermediate Pressure | Main pipe | IP other main pipe | km | [26 empty] | 0 |  | N/A
13 | Intermediate Pressure | Service pipe | IP PE service pipe | km | [26 empty] | 0 |  | N/A
14 | Intermediate Pressure | Service pipe | IP steel service pipe | km | 0 | 0.042 | 0 | 0.618 | 0.622 | 0.294 | 0.029 | 0 | 0 | 0 | 0 | 0 | 0 | 0 | 0 | 0 | 0 | 0.021 | 0 | 0 | 0 |  |  |  |  | 0 | 1.626 |  | 3
15 | Intermediate Pressure | Service pipe | IP other service pipe | km | [26 empty] | 0 |  | N/A
16 | Intermediate Pressure | Stations | Intermediate pressure DRS | No. | 1 | 1 | 1 | 35 | 43 | 10 | 2 | 2001: 1; 2002: 2; 2003: 4; 2004: 1; 2005: 2; 2010: 1; 2011: 3 | 5 | 112 |  | 2
17 | Intermediate Pressure | Line valve | IP line valves | No. |  | 13 | 4 | 49 | 76 | 21 | 10 | 3 | 2 | 1 | 1 | 6 | 8 | 2 | 6 | 4 | 1 | 1 | 5 | 11 | 3 | [5 empty] | 227 |  | 2
18 | Intermediate Pressure | Special crossings | IP crossings | No. |  | 1 | 1 | 10 | 8 | 1 | 3 | [19 empty] | 25 |  | 3 | bar: 2005
19 | Medium Pressure | Main pipe | MP PE main pipe | km | 0.437 | 21.939 | 152.267 | 187.061 | 713.716 | 538.815 | 524.763 | 97.729 | 61.563 | 68.273 | 72.88 | 92.014 | 95.911 | 58.897 | 68.486 | 75.02 | 36.473 | 23.019 | 16.72 | 25.316 | 41.723 |  |  |  |  | 1.058 | 2974.08 |  | 3
20 | Medium Pressure | Main pipe | MP steel main pipe | km | 7.764 | 92.711 | 29.749 | 15.818 | 4.61 | 0.325 | 0.211 | 0.113 | 0.001 | 0.094 |  | 0.001 | 0.01 | 0.022 | 0.044 | 0.002 | 0.013 | 0.007 | 0.07 | 0.025 | 0.005 | [5 empty] | 151.595 |  | 3
21 | Medium Pressure | Main pipe | MP other main pipe | km | [7 empty] | 2008: 0.001 |  | 0.001 |  | 3
22 | Medium Pressure | Service pipe | MP PE service pipe | km | 0.162 | 20.806 | 96.911 | 67.859 | 173.885 | 223.437 | 254.556 | 63.696 | 46.928 | 41.773 | 48.193 | 48.324 | 40.588 | 42.229 | 38.02 | 33.148 | 20.246 | 19.569 | 20.159 | 17.097 | 20.107 |  |  |  |  | 0.199 | 1337.892 |  | 3
23 | Medium Pressure | Service pipe | MP steel service pipe | km | 0.438 | 13.713 | 1.317 | 0.625 | 0.364 | 0.168 | 0.076 | 2003: 0.009; 2004: 0.001; 2006: 0.005; 2007: 0.004; 2008: 0.102; 2009: 0.01; 2010: 0.016; 2011: 0.021; 2012: 0.016; 2013: 0.016 |  | 16.901 |  | 3
24 | Medium Pressure | Service pipe | MP other service pipe | km |  | 0.778 | 0.076 |  |  | 0.014 |  | 2001: 0.109; 2011: 0.042 |  | 1.019 |  | 3
25 | Medium Pressure | Stations | Medium pressure DRS | No. |  | 4 | 1 | 2 | 2 | 1 | 2 | 2004: 1; 2005: 1; 2010: 2; 2012: 6; 2013: 3 |  | 25 |  | 3
26 | Medium Pressure | Line valve | MP line valves | No. | 11 | 195 | 124 | 262 | 149 | 51 | 56 | 10 | 8 | 27 | 12 | 17 | 25 | 2 | 13 | 11 | 15 | 14 | 15 | 32 | 25 |  |  |  |  | 11 | 1085 |  | 2
27 | Medium Pressure | Special crossings | MP special crossings | No. |  | 1 |  | 9 | 18 | 7 | 5 | 2000: 1; 2001: 1; 2004: 2; 2007: 1; 2013: 1 |  | 46 |  | 3
28 | Low Pressure | Main pipe | LP PE main pipe | km |  | 2.464 | 21.251 | 2.427 | 3.423 | 3.692 | 2.046 | 0.144 | 0.159 | 0.151 | 0.059 | 0.24 | 0.122 | 0.223 | 0.398 | 0.262 | 0.172 | 0.029 | 0.074 | 0.114 | 3.55 | [5 empty] | 41 |  | 3
29 | Low Pressure | Main pipe | LP steel main pipe | km | 0.961 | 6.606 | 0.824 | 0.083 |  | 0.002 | [19 empty] | 0.001 | 8.477 |  | 3
30 | Low Pressure | Main pipe | LP other main pipe | km |  | 0.002 | [24 empty] | 0.002 |  | 2
31 | Low Pressure | Service pipe | LP PE service pipe | km | 0.191 | 2.269 | 9.297 | 4.958 | 3.785 | 4.174 | 3.542 | 0.443 | 0.595 | 0.251 | 0.33 | 0.489 | 0.344 | 0.392 | 0.507 | 0.588 | 0.282 | 0.199 | 0.307 | 1.299 | 1.986 |  |  |  |  | 0.02 | 36.248 |  | 3
32 | Low Pressure | Service pipe | LP steel service pipe | km | 0.081 | 2.25 | 0.043 | 0.042 | 0.02 | 0.02 | [20 empty] | 2.456 |  | 3
33 | Low Pressure | Service pipe | LP other service pipe | km | [26 empty] | 0 |  | N/A
34 | Low Pressure | Line valve | LP line valves | No. |  | 1 |  | 2 |  | 1 |  | 2013: 5 | 3 | 12 |  | 2
35 | Low Pressure | Special crossings | LP special crossings | No. | [26 empty] | 0 |  | N/A
36 | All | Monitoring & control systems | Remote terminal units | No. | [26 empty] | 1 |  | 4 | bar: 2013
37 | All | Cathodic protection systems | Cathodic protection | No. |  | 1 |  | 6 | 18 | 8 | [20 empty] | 38 |  | 3 | bar: 2000 to 2001; 2009; 2012 to 2013

## Vector GDB s9b Total DY2013
[28 empty] | Company Name | Vector - gas distribution business
[28 empty] | For Year Ended | 2013-06-30
[28 empty] | Network / Sub-network Name | Combined
SCHEDULE 9b: ASSET AGE PROFILE
This schedule requires a summary of the age profile (based on year of installation) of the assets that make up the network, by asset category and asset class.
sch ref
8 |  | Disclosure Year (year ended) | 2013-06-30 |  | Number of assets at disclosure year end by installation date
9 | Operating Pressure | Asset Category | Asset Class | Units | pre-1970 | 1970 –1974 | 1975 –1979 | 1980 –1984 | 1985-1989 | 1990 –1994 | 1995 –1999 | 2000 | 2001 | 2002 | 2003 | 2004 | 2005 | 2006 | 2007 | 2008 | 2009 | 2010 | 2011 | 2012 | 2013 | 2014 | 2015 | 2016 | 2017 | No. with age unknown | Total assets at year end | No. with default dates | Data accuracy (1–4)
10 | Intermediate Pressure | Main pipe | IP PE main pipe | km | [26 empty] | 0 |  | N/A
11 | Intermediate Pressure | Main pipe | IP steel main pipe | km | 47.544 | 30.6 | 5.409 | 95.237 | 121.827 | 22.44 | 49.226 | 24.641 | 0.076 | 0.919 | 0.073 | 0.056 | 1.436 | 0.73 | 0.974 | 0.104 | 0.372 | 0.664 | 0.105 | 1.41 | 0.006 |  |  |  |  | 0.004 | 403.853 |  | 3
12 | Intermediate Pressure | Main pipe | IP other main pipe | km | [26 empty] | 0 |  | N/A
13 | Intermediate Pressure | Service pipe | IP PE service pipe | km | [26 empty] | 0 |  | N/A
14 | Intermediate Pressure | Service pipe | IP steel service pipe | km | 0.05 | 0.194 | 0.05 | 1.035 | 2.347 | 2.084 | 1.643 | 0.068 | 0.017 | 0.023 | 0.102 | 0.051 | 0.08 | 0.07 | 0.057 | 0.007 | 0.012 | 0.081 | 0.028 | 0.036 | 0.02 |  |  |  |  | 0 | 8.055 |  | 3
15 | Intermediate Pressure | Service pipe | IP other service pipe | km | [26 empty] | 0 |  | N/A
16 | Intermediate Pressure | Stations | Intermediate pressure DRS | No. | 12 | 6 | 9 | 53 | 53 | 21 | 16 | 4 | 2 | 5 | 2 | 1 |  | 2 | 3 | 3 | 2 | 1 | 4 | 2 | [5 empty] | 5 | 206 |  | 2
17 | Intermediate Pressure | Line valve | IP line valves | No. | 62 | 55 | 22 | 115 | 265 | 125 | 73 | 18 | 10 | 5 | 7 | 7 | 14 | 8 | 10 | 11 | 5 | 8 | 11 | 20 | 10 |  |  |  |  | 31 | 892 |  | 2
18 | Intermediate Pressure | Special crossings | IP crossings | No. | 4 | 1 | 1 | 11 | 15 | 1 | 6 | [19 empty] | 44 |  | 3 | bar: 2000; 2005; 2007; 2010; 2012
19 | Medium Pressure | Main pipe | MP PE main pipe | km | 14.155 | 24.999 | 172.634 | 247.752 | 890.068 | 1048.274 | 1911.589 | 245.876 | 148.439 | 123.856 | 191.642 | 175.03 | 190.346 | 176.268 | 159.817 | 131.707 | 71.947 | 63.346 | 71.468 | 75.722 | 102.936 |  |  |  |  | 3.251 | 6241.122 |  | 3
20 | Medium Pressure | Main pipe | MP steel main pipe | km | 19.22 | 116.702 | 44.461 | 92.141 | 79.62 | 5.225 | 5.263 | 0.239 | 0.288 | 0.096 | 0.045 | 0.035 | 0.265 | 0.36 | 0.048 | 0.401 | 0.328 | 0.125 | 0.343 | 0.028 | 0.103 |  |  |  |  | 0.169 | 365.505 |  | 3
21 | Medium Pressure | Main pipe | MP other main pipe | km | 1.281 | 0.005 | 0.054 | 0.002 | 0.137 | 0.037 | 0.015 | 2000: 0.015; 2001: 0.043; 2002: 0.056; 2003: 0.061; 2005: 0.308; 2008: 0.001 | 0.012 | 2.027 |  | 3
22 | Medium Pressure | Service pipe | MP PE service pipe | km | 4.474 | 21.696 | 99.28 | 73.552 | 236.283 | 551.919 | 913.086 | 148.006 | 99.409 | 96.277 | 122.787 | 138.399 | 115.508 | 118.638 | 108.907 | 90.838 | 55.33 | 61.943 | 80.822 | 67.529 | 69.216 |  |  |  |  | 1.018 | 3274.917 |  | 3
23 | Medium Pressure | Service pipe | MP steel service pipe | km | 2.289 | 15.14 | 3.459 | 7.769 | 7.617 | 4.002 | 4.636 | 0.12 | 0.041 | 0.058 | 0.198 | 0.033 | 0.104 | 0.044 | 0.1 | 0.239 | 0.034 | 0.14 | 0.043 | 0.067 | 0.101 |  |  |  |  | 0.1 | 46.334 |  | 3
24 | Medium Pressure | Service pipe | MP other service pipe | km | 0.018 | 0.866 | 0.463 | 0.157 | 2.634 | 0.21 | 0.154 | 2001: 0.109; 2003: 0.01; 2004: 0.008; 2011: 0.042; 2013: 0.004 |  | 4.675 |  | 3
25 | Medium Pressure | Stations | Medium pressure DRS | No. | 2 | 7 | 5 | 16 | 78 | 94 | 27 | 1 | 1 | 15 | 8 | 2 | 1 | 5 | 3 | 1 | 2 | 2 | 1 | 7 | 4 |  |  |  |  | 2 | 284 |  | 3
26 | Medium Pressure | Line valve | MP line valves | No. | 57 | 291 | 244 | 933 | 830 | 479 | 300 | 50 | 44 | 41 | 33 | 39 | 63 | 42 | 39 | 38 | 46 | 27 | 49 | 59 | 64 |  |  |  |  | 90 | 3858 |  | 2
27 | Medium Pressure | Special crossings | MP special crossings | No. |  | 2 | 2 | 17 | 30 | 15 | 15 | 2000: 5; 2001: 1; 2004: 2; 2006: 3; 2007: 2; 2008: 1; 2010: 3; 2011: 1; 2013: 3 |  | 102 |  | 3
28 | Low Pressure | Main pipe | LP PE main pipe | km | 0.293 | 2.487 | 21.251 | 2.459 | 3.838 | 4.233 | 2.825 | 0.551 | 0.21 | 0.304 | 0.654 | 0.476 | 0.143 | 0.264 | 0.431 | 0.381 | 0.33 | 1.041 | 0.136 | 0.262 | 3.551 | [5 empty] | 46.12 |  | 3
29 | Low Pressure | Main pipe | LP steel main pipe | km | 3.146 | 6.983 | 0.824 | 0.101 | 0.141 | 0.022 | 0.014 | 2000: 0.009; 2002: 0.005; 2012: 0.003 | 0.001 | 11.249 |  | 3
30 | Low Pressure | Main pipe | LP other main pipe | km | 16.515 | 0.137 |  | 0.072 |  |  | 0.002 | 2005: 0.622; 2009: 0.427; 2012: 0.023 | 0.794 | 18.592 |  | 2
31 | Low Pressure | Service pipe | LP PE service pipe | km | 0.271 | 2.314 | 9.323 | 5.095 | 6.091 | 6.403 | 7.624 | 0.794 | 0.991 | 0.592 | 0.803 | 0.801 | 0.681 | 0.656 | 0.772 | 0.758 | 0.44 | 0.346 | 0.513 | 1.343 | 2.202 |  |  |  |  | 0.02 | 48.833 |  | 3
32 | Low Pressure | Service pipe | LP steel service pipe | km | 1.393 | 2.516 | 0.448 | 1.272 | 0.93 | 0.448 | 0.093 | 2003: 0.026; 2005: 0.054; 2009: 0.006 | 0.052 | 7.238 |  | 3
33 | Low Pressure | Service pipe | LP other service pipe | km | 0.002 |  | 0.025 |  |  | 0.002 |  | 2000: 0.006 |  | 0.035 |  | 3
34 | Low Pressure | Line valve | LP line valves | No. |  | 1 | 4 | 5 | 4 | 3 | 2 | 2011: 2; 2013: 5 | 8 | 34 |  | 2
35 | Low Pressure | Special crossings | LP special crossings | No. | [26 empty] | 1 |  | 4 | bar: 2011
36 | All | Monitoring & control systems | Remote terminal units | No. | [6 empty] | 32 | 2000: 1; 2001: 1; 2002: 1; 2005: 4; 2006: 1; 2007: 19; 2008: 3; 2009: 2; 2011: 1; 2013: 1 |  | 66 |  | 4
37 | All | Cathodic protection systems | Cathodic protection | No. | 1 | 2 | 2 | 10 | 21 | 8 |  | 2000: 3; 2001: 2; 2004: 1; 2009: 1; 2012: 1; 2013: 1 |  | 53 |  | 3

## GasNet s9b DY2014
[28 empty] | Company Name | GasNet Limited
[28 empty] | For Year Ended | 2014-06-30
[28 empty] | Network / Sub-network Name | All
SCHEDULE 9b: ASSET AGE PROFILE
This schedule requires a summary of the age profile (based on year of installation) of the assets that make up the network, by asset category and asset class.
sch ref
8 |  | Disclosure Year (year ended) | 2014-06-30 |  | Number of assets at disclosure year end by installation date
9 | Operating Pressure | Asset Category | Asset Class | Units | pre-1970 | 1970 –1974 | 1975 –1979 | 1980 –1984 | 1985-1989 | 1990 –1994 | 1995 –1999 | 2000 | 2001 | 2002 | 2003 | 2004 | 2005 | 2006 | 2007 | 2008 | 2009 | 2010 | 2011 | 2012 | 2013 | 2014 | 2015 | 2016 | 2017 | No. with age unknown | Total assets at year end | No. with default dates | Data accuracy (1–4)
10 | Intermediate Pressure | Main pipe | IP PE main pipe | km | 0 | 0 | 0 | 0 | 0 | 0 | 0 | 0 | 0 | 0 | 0 | 0 | 0 | 0 | 0 | 0 | 0 | 0 | 0 | 0 | 0 | 0 |  |  |  | 0 | 0 | 0 | N/A
11 | Intermediate Pressure | Main pipe | IP steel main pipe | km | 0 | 4 | 7 | 6 | 4 | 1 | 0 | 0 | 0 | 0 | 0 | 0 | 0 | 0 | 0 | 1 | 0 | 0 | 0 | 0 | 0 | 0 |  |  |  | 0 | 23 | 0 | 3
12 | Intermediate Pressure | Main pipe | IP other main pipe | km | 0 | 0 | 0 | 0 | 0 | 0 | 0 | 0 | 0 | 0 | 0 | 0 | 0 | 0 | 0 | 0 | 0 | 0 | 0 | 0 | 0 | 0 |  |  |  | 0 | 0 | 0 | N/A
13 | Intermediate Pressure | Service pipe | IP PE service pipe | km | 0 | 0 | 0 | 0 | 0 | 0 | 0 | 0 | 0 | 0 | 0 | 0 | 0 | 0 | 0 | 0 | 0 | 0 | 0 | 0 | 0 | 0 |  |  |  | 0 | 0 | 0 | N/A
14 | Intermediate Pressure | Service pipe | IP steel service pipe | km | 0 | 0 | 0 | 0 | 0 | 1 | 0 | 0 | 0 | 0 | 0 | 0 | 0 | 0 | 0 | 0 | 0 | 0 | 0 | 0 | 0 | 0 |  |  |  | 0 | 1 | 0 | 3
15 | Intermediate Pressure | Service pipe | IP other service pipe | km | 0 | 0 | 0 | 0 | 0 | 0 | 0 | 0 | 0 | 0 | 0 | 0 | 0 | 0 | 0 | 0 | 0 | 0 | 0 | 0 | 0 | 0 |  |  |  | 0 | 0 | 0 | N/A
16 | Intermediate Pressure | Stations | Intermediate pressure DRS | No. | 0 | 1 | 1 | 7 | 2 | 0 | 2 | 0 | 0 | 0 | 0 | 0 | 0 | 0 | 0 | 0 | 0 | 0 | 0 | 0 | 0 | 0 |  |  |  | 0 | 13 | 0 | 3
17 | Intermediate Pressure | Line valve | IP line valves | No. | 0 | 6 | 11 | 7 | 13 | 4 | 0 | 0 | 0 | 0 | 0 | 0 | 0 | 0 | 0 | 1 | 0 | 0 | 0 | 0 | 0 | 0 |  |  |  | 0 | 42 | 0 | 3
18 | Intermediate Pressure | Special crossings | IP crossings | No. | 0 | 4 | 1 | 5 | 2 | 0 | 1 | 0 | 0 | 0 | 0 | 0 | 0 | 0 | 0 | 0 | 1 | 0 | 0 | 0 | 0 | 0 |  |  |  | 5 | 19 | 0 | 3
19 | Medium Pressure | Main pipe | MP PE main pipe | km | 0 | 0 | 3 | 20 | 37 | 32 | 16 | 3 | 1 | 3 | 3 | 3 | 2 | 3 | 3 | 2 | 1 | 1 | 1 | 1 | 3 | 1 |  |  |  | 0 | 139 | 0 | 3
20 | Medium Pressure | Main pipe | MP steel main pipe | km | 0 | 1 | 2 | 2 | 1 | 1 | 0 | 0 | 0 | 0 | 0 | 0 | 0 | 0 | 0 | 0 | 0 | 0 | 0 | 0 | 0 | 0 |  |  |  | 0 | 7 | 0 | 3
21 | Medium Pressure | Main pipe | MP other main pipe | km | 0 | 0 | 0 | 0 | 0 | 0 | 0 | 0 | 0 | 0 | 0 | 0 | 0 | 0 | 0 | 0 | 0 | 0 | 0 | 0 | 0 | 0 |  |  |  | 0 | 0 | 0 | N/A
22 | Medium Pressure | Service pipe | MP PE service pipe | km | 0 | 0 | 1 | 6 | 15 | 19 | 13 | 3 | 2 | 2 | 1 | 1 | 1 | 2 | 1 | 2 | 1 | 1 | 1 | 1 | 1 | 1 |  |  |  | 1 | 76 | 0 | 3
23 | Medium Pressure | Service pipe | MP steel service pipe | km | 0 | 0 | 0 | 0 | 0 | 0 | 0 | 0 | 0 | 0 | 0 | 0 | 0 | 0 | 0 | 0 | 0 | 0 | 0 | 0 | 0 | 0 |  |  |  | 0 | 0 | 0 | 3
24 | Medium Pressure | Service pipe | MP other service pipe | km | 0 | 0 | 0 | 0 | 0 | 0 | 0 | 0 | 0 | 0 | 0 | 0 | 0 | 0 | 0 | 0 | 0 | 0 | 0 | 0 | 0 | 0 |  |  |  | 0 | 0 | 0 | N/A
25 | Medium Pressure | Stations | Medium pressure DRS | No. | 0 | 0 | 0 | 4 | 5 | 4 | 0 | 0 | 0 | 1 | 0 | 1 | 0 | 0 | 0 | 1 | 0 | 0 | 0 | 1 | 0 | 0 |  |  |  | 0 | 17 | 0 | 3
26 | Medium Pressure | Line valve | MP line valves | No. | 0 | 0 | 2 | 16 | 12 | 56 | 4 | 2 | 0 | 2 | 0 | 1 | 2 | 1 | 1 | 6 | 3 | 1 | 0 | 1 | 4 | 0 |  |  |  | 0 | 114 | 0 | 3
27 | Medium Pressure | Special crossings | MP special crossings | No. | 0 | 0 | 2 | 4 | 3 | 4 | 1 | 0 | 0 | 1 | 1 | 0 | 0 | 0 | 0 | 0 | 0 | 0 | 1 | 0 | 0 | 0 |  |  |  | 3 | 20 | 0 | 3
28 | Low Pressure | Main pipe | LP PE main pipe | km | 0 | 0 | 33 | 50 | 41 | 9 | 6 | 1 | 1 | 1 | 1 | 2 | 3 | 2 | 2 | 2 | 2 | 2 | 2 | 1 | 2 | 2 |  |  |  | 0 | 165 | 0 | 3
29 | Low Pressure | Main pipe | LP steel main pipe | km | 6 | 0 | 1 | 0 | 0 | 0 | 1 | 0 | 0 | 0 | 0 | 0 | 0 | 0 | 0 | 0 | 0 | 0 | 0 | 0 | 0 | 0 |  |  |  | 0 | 8 | 6 | 2
30 | Low Pressure | Main pipe | LP other main pipe | km | 43 | 0 | 1 | 1 | 1 | 1 | 1 | 0 | 0 | 0 | 0 | 0 | 0 | 0 | 0 | 0 | 0 | 0 | 0 | 0 | 0 | 0 |  |  |  | 0 | 48 | 43 | 2
31 | Low Pressure | Service pipe | LP PE service pipe | km | 0 | 0 | 13 | 40 | 32 | 22 | 17 | 3 | 3 | 3 | 2 | 3 | 3 | 4 | 5 | 3 | 3 | 2 | 2 | 2 | 2 | 2 |  |  |  | 13 | 179 | 0 | 3
32 | Low Pressure | Service pipe | LP steel service pipe | km | 0 | 0 | 0 | 0 | 1 | 1 | 1 | 0 | 0 | 0 | 0 | 0 | 0 | 0 | 0 | 0 | 0 | 0 | 0 | 0 | 0 | 0 |  |  |  | 0 | 3 | 0 | 3
33 | Low Pressure | Service pipe | LP other service pipe | km | 1 | 0 | 0 | 0 | 0 | 1 | 2 | 0 | 0 | 0 | 0 | 0 | 0 | 0 | 0 | 0 | 0 | 0 | 0 | 0 | 0 | 0 |  |  |  | 3 | 7 | 1 | 3
34 | Low Pressure | Line valve | LP line valves | No. | 0 | 0 | 0 | 0 | 0 | 0 | 1 | 0 | 0 | 0 | 0 | 0 | 0 | 0 | 1 | 0 | 2 | 1 | 1 | 3 | 5 | 0 |  |  |  | 0 | 14 | 0 | 3
35 | Low Pressure | Special crossings | LP special crossings | No. | 6 | 0 | 0 | 2 | 1 | 0 | 1 | 0 | 0 | 0 | 0 | 0 | 1 | 1 | 0 | 0 | 0 | 0 | 0 | 0 | 0 | 0 |  |  |  | 3 | 15 | 6 | 2
36 | All | Monitoring & control systems | Remote terminal units | No. | 0 | 0 | 0 | 0 | 0 | 0 | 1 | 0 | 0 | 0 | 0 | 0 | 0 | 1 | 0 | 12 | 1 | 0 | 0 | 2 | 3 | 7 |  |  |  | 0 | 27 | 0 | 4
37 | All | Cathodic protection systems | Cathodic protection | No. | 0 | 0 | 0 | 1 | 1 | 0 | 0 | 0 | 0 | 0 | 0 | 0 | 0 | 0 | 0 | 0 | 0 | 0 | 0 | 0 | 0 | 0 |  |  |  | 0 | 2 | 0 | 4

## Powerco s9b Central DY2014
[28 empty] | Company Name | Powerco Limited
[28 empty] | For Year Ended | 2014-09-30
[28 empty] | Network / Sub-network Name | Central Network
SCHEDULE 9b: ASSET AGE PROFILE
This schedule requires a summary of the age profile (based on year of installation) of the assets that make up the network, by asset category and asset class.
sch ref
8 |  | Disclosure Year (year ended) | 2014-09-30 |  | Number of assets at disclosure year end by installation date
9 | Operating Pressure | Asset Category | Asset Class | Units | pre-1970 | 1970 –1974 | 1975 –1979 | 1980 –1984 | 1985-1989 | 1990 –1994 | 1995 –1999 | 2000 | 2001 | 2002 | 2003 | 2004 | 2005 | 2006 | 2007 | 2008 | 2009 | 2010 | 2011 | 2012 | 2013 | 2014 | 2015 | 2016 | 2017 | No. with age unknown | Total assets at year end | No. with default dates | Data accuracy (1–4)
10 | Intermediate Pressure | Main pipe | IP PE main pipe | km | 0 | 0.00123 | 0 | 0 | 0 | 0 | 0 | 0 | 0 | 0 | 0 | 0 | 0 | 0 | 0.66989 | 0 | 0 | 0 | 0.56451 | 0.0122 | 0 | 0 |  |  |  | 0 | 1.2478 | 0 | 3
11 | Intermediate Pressure | Main pipe | IP steel main pipe | km | 1.7738 | 12.3704 | 7.0401 | 57.0789 | 18.7467 | 7.076 | 0.17794 | 0.41384 | 0.065604 | 0.016258 | 0 | 0.057562 | 0.046374 | 0 | 0.010802 | 0.021118 | 0.013047 | 0.084009 | 0.015161 | 0.026466 | 0 | 0 |  |  |  | 0 | 105.0341 | 0 | 3
12 | Intermediate Pressure | Main pipe | IP other main pipe | km | 0.16915 | 0 | 0.00224 | 0.00101 | 0.14172 | 0 | 0.0013 | 0 | 0 | 0 | 0 | 0 | 0 | 0 | 0.0015 | 0.009002 | 0 | 0 | 0 | 0 | 0 | 0 |  |  |  | 0 | 0.32593 | 0 | 3
13 | Intermediate Pressure | Service pipe | IP PE service pipe | km | 0 | 0 | 0 | 0.004799 | 0 | 0 | 0.12729 | 0 | 0 | 0 | 0 | 0 | 0 | 0 | 0 | 0 | 0.006716 | 0 | 0 | 0 | 0 | 0 |  |  |  | 0 | 0.13881 | 0 | 3
14 | Intermediate Pressure | Service pipe | IP steel service pipe | km | 0.014738 | 0.44882 | 0.56351 | 0.65192 | 0.95046 | 0.17293 | 0.1528 | 0.06852 | 0 | 0 | 0.019317 | 0 | 0.035093 | 0 | 0.009997 | 0.007378 | 0 | 0 | 0.005225 | 0.005 | 0 | 0 |  |  |  | 0 | 3.1057 | 0 | 3
15 | Intermediate Pressure | Service pipe | IP other service pipe | km | 0 | 0 | 0 | 0 | 0.028293 | 0 | 0 | 0 | 0 | 0 | 0 | 0 | 0 | 0 | 0 | 0 | 0 | 0 | 0 | 0 | 0 | 0 |  |  |  | 0 | 0.028293 | 0 | 3
16 | Intermediate Pressure | Stations | Intermediate pressure DRS | No. | 0 | 0 | 0 | 1 | 32 | 15 | 1 | 0 | 0 | 0 | 0 | 1 | 3 | 0 | 1 | 0 | 0 | 1 | 1 | 1 | 0 | 0 |  |  |  | 0 | 57 | 0 | 2
17 | Intermediate Pressure | Line valve | IP line valves | No. | 0 | 0 | 0 | 13 | 104 | 33 | 2 | 0 | 0 | 0 | 0 | 1 | 5 | 0 | 0 | 1 | 2 | 8 | 2 | 6 | 3 | 0 |  |  |  | 0 | 180 | 0 | 3
18 | Intermediate Pressure | Special crossings | IP crossings | No. | 0 | 3 | 3 | 18 | 8 | 0 | 1 | 0 | 0 | 0 | 0 | 0 | 0 | 0 | 0 | 0 | 0 | 0 | 0 | 0 | 0 | 0 |  |  |  | 0 | 33 | 0 | 2
19 | Medium Pressure | Main pipe | MP PE main pipe | km | 1.9499 | 20.7362 | 66.2695 | 380.3438 | 446.9024 | 291.4606 | 280.0141 | 34.2892 | 29.825 | 20.3536 | 14.2437 | 17.9882 | 33.2159 | 28.0618 | 31.7967 | 21.428 | 11.026 | 12.8926 | 14.0792 | 15.1656 | 5.1045 | 1.3252 |  |  |  | 0 | 1778.4717 | 0 | 3
20 | Medium Pressure | Main pipe | MP steel main pipe | km | 6.6594 | 55.6806 | 24.2586 | 21.6319 | 21.483 | 5.562 | 4.5256 | 0.70595 | 0.1341 | 0 | 0.017217 | 0.01537 | 0.002949 | 0 | 0.02887 | 0.20538 | 0.037511 | 0.002271 | 0 | 0.0009 | 0 | 0 |  |  |  | 0 | 140.9516 | 0 | 3
21 | Medium Pressure | Main pipe | MP other main pipe | km | 0.3307 | 1.7667 | 3.1221 | 5.9254 | 7.7778 | 1.635 | 1.0119 | 0.10867 | 0.002045 | 0.003725 | 0 | 0.002776 | 0.029645 | 0 | 0.007876 | 0.012679 | 0.00093 | 0 | 0 | 0 | 0 | 0 |  |  |  | 0 | 21.7379 | 0 | 3
22 | Medium Pressure | Service pipe | MP PE service pipe | km | 1.446 | 13.5395 | 70.0006 | 167.8741 | 221.5199 | 195.2024 | 132.2934 | 16.5953 | 11.5571 | 11.3124 | 10.5664 | 10.976 | 11.4149 | 12.5191 | 11.7329 | 8.7828 | 9.6251 | 11.8689 | 8.9695 | 10.5889 | 9.4359 | 4.4638 |  |  |  | 0 | 962.2849 | 0 | 3
23 | Medium Pressure | Service pipe | MP steel service pipe | km | 0.89104 | 9.7466 | 14.2367 | 6.8208 | 6.4203 | 2.6132 | 0.90962 | 0.13173 | 0.066484 | 0.17014 | 0.011745 | 0.030868 | 0.01835 | 0.050907 | 0.021169 | 0.013407 | 0.001 | 0.005726 | 0 | 0.012444 | 0.003973 | 0 |  |  |  | 0 | 42.1762 | 0 | 3
24 | Medium Pressure | Service pipe | MP other service pipe | km | 0.23761 | 0.64563 | 1.4638 | 5.8558 | 12.5752 | 7.0244 | 0.28425 | 0.023143 | 0.010621 | 0.02553 | 0.033544 | 0.57111 | 0.081126 | 0.020258 | 0.059166 | 0.36828 | 0.003001 | 0.002 | 0 | 0.002302 | 0 | 0 |  |  |  | 0 | 29.2867 | 0 | 3
25 | Medium Pressure | Stations | Medium pressure DRS | No. | 0 | 1 | 0 | 2 | 52 | 6 | 0 | 1 | 0 | 1 | 0 | 1 | 1 | 0 | 0 | 0 | 0 | 0 | 0 | 1 | 0 | 0 |  |  |  | 0 | 66 | 0 | 2
26 | Medium Pressure | Line valve | MP line valves | No. | 3 | 8 | 12 | 37 | 516 | 138 | 17 | 4 | 0 | 7 | 8 | 14 | 12 | 17 | 13 | 14 | 15 | 27 | 34 | 28 | 11 | 2 |  |  |  | 0 | 937 | 0 | 3
27 | Medium Pressure | Special crossings | MP special crossings | No. | 1 | 22 | 0 | 62 | 85 | 17 | 6 | 4 | 2 | 2 | 0 | 2 | 0 | 0 | 0 | 1 | 1 | 0 | 0 | 0 | 1 | 0 |  |  |  | 0 | 206 | 0 | 2
28 | Low Pressure | Main pipe | LP PE main pipe | km | 0 | 0.043704 | 0.007319 | 0.13383 | 0.025455 | 0.6593 | 0.12711 | 0.050981 | 0.081862 | 0.033481 | 0.54846 | 0 | 0 | 0 | 0 | 0.56878 | 0.005406 | 0 | 0 | 0 | 0.094713 | 0.011208 |  |  |  | 0 | 2.3916 | 0 | 3
29 | Low Pressure | Main pipe | LP steel main pipe | km | 0 | 0 | 0.025877 | 0.096623 | 0.7786 | 2.708 | 0.93288 | 0.28886 | 0 | 0 | 0 | 0 | 0 | 0 | 0 | 0 | 0 | 0 | 0 | 0 | 0 | 0 |  |  |  | 0 | 4.8308 | 0 | 3
30 | Low Pressure | Main pipe | LP other main pipe | km | 0 | 0 | 0 | 0.23163 | 0.34679 | 1.0849 | 0.44956 | 0.12077 | 0.000998 | 0 | 0 | 0.001843 | 0 | 0 | 0 | 0 | 0 | 0 | 0 | 0 | 0 | 0 |  |  |  | 0 | 2.2365 | 0 | 3
31 | Low Pressure | Service pipe | LP PE service pipe | km | 0.066337 | 0.006055 | 0.021729 | 0.059371 | 0.60781 | 0.84403 | 0.97893 | 0.00596 | 0.016107 | 0.046313 | 0.10403 | 0.059946 | 0.011584 | 0.014822 | 0.070731 | 0.000501 | 0.015193 | 0.048867 | 0.019115 | 0.060407 | 0.059169 | 0.005082 |  |  |  | 0 | 3.1221 | 0 | 3
32 | Low Pressure | Service pipe | LP steel service pipe | km | 0.006607 | 0.016032 | 0.014262 | 0.036852 | 0.31889 | 0.10248 | 0.090926 | 0 | 0.00068 | 0 | 0 | 0 | 0 | 0 | 0.000496 | 0.000432 | 0 | 0 | 0 | 0 | 0 | 0 |  |  |  | 0 | 0.58766 | 0 | 3
33 | Low Pressure | Service pipe | LP other service pipe | km | 0.36503 | 0 | 0.008137 | 0.13982 | 0.008551 | 0.3977 | 0.15192 | 0.007422 | 0 | 0.009227 | 0 | 0 | 0 | 0.008243 | 0.001231 | 0 | 0.008811 | 0 | 0 | 0 | 0 | 0 |  |  |  | 0 | 1.1061 | 0 | 3
34 | Low Pressure | Line valve | LP line valves | No. | 0 | 0 | 0 | 0 | 6 | 0 | 0 | 0 | 0 | 0 | 0 | 0 | 0 | 0 | 0 | 0 | 0 | 0 | 0 | 0 | 0 | 0 |  |  |  | 0 | 6 | 0 | 3
35 | Low Pressure | Special crossings | LP special crossings | No. | 0 | 0 | 0 | 0 | 0 | 0 | 0 | 0 | 0 | 0 | 0 | 0 | 0 | 0 | 0 | 0 | 0 | 0 | 0 | 0 | 0 | 0 |  |  |  | 0 | 0 | 0 | 2
36 | All | Monitoring & control systems | Remote terminal units | No. | 0 | 0 | 0 | 0 | 0 | 0 | 0 | 0 | 0 | 0 | 0 | 0 | 0 | 0 | 0 | 0 | 10 | 4 | 17 | 0 | 0 | 0 |  |  |  | 0 | 31 | 0 | 4
37 | All | Cathodic protection systems | Cathodic protection | No. | 0 | 0 | 0 | 0 | 0 | 0 | 0 | 0 | 0 | 0 | 0 | 0 | 0 | 0 | 0 | 0 | 0 | 0 | 0 | 0 | 0 | 0 |  |  |  | 15 | 15 | 0 | 2

## Powerco s9b Lower DY2014
[28 empty] | Company Name | Powerco Limited
[28 empty] | For Year Ended | 2014-09-30
[28 empty] | Network / Sub-network Name | Lower Network
SCHEDULE 9b: ASSET AGE PROFILE
This schedule requires a summary of the age profile (based on year of installation) of the assets that make up the network, by asset category and asset class.
sch ref
8 |  | Disclosure Year (year ended) | 2014-09-30 |  | Number of assets at disclosure year end by installation date
9 | Operating Pressure | Asset Category | Asset Class | Units | pre-1970 | 1970 –1974 | 1975 –1979 | 1980 –1984 | 1985-1989 | 1990 –1994 | 1995 –1999 | 2000 | 2001 | 2002 | 2003 | 2004 | 2005 | 2006 | 2007 | 2008 | 2009 | 2010 | 2011 | 2012 | 2013 | 2014 | 2015 | 2016 | 2017 | No. with age unknown | Total assets at year end | No. with default dates | Data accuracy (1–4)
10 | Intermediate Pressure | Main pipe | IP PE main pipe | km | 0 | 0 | 0 | 0 | 0 | 0 | 0 | 0 | 0 | 0 | 0 | 0 | 0 | 0 | 0 | 0 | 0 | 0 | 0 | 0 | 0 | 0 |  |  |  | 0 | 0 | 0 | 3
11 | Intermediate Pressure | Main pipe | IP steel main pipe | km | 5.7766 | 53.4053 | 27.3572 | 34.0614 | 25.3032 | 4.949 | 4.1763 | 3.317 | 0.25398 | 0.012761 | 0.0054285 | 0 | 0.19754 | 0.11104 | 0.065773 | 0.050311 | 0.010987 | 0.052321 | 0.049535 | 0.065904 | 0 | 0 |  |  |  | 0 | 159.2217 | 0 | 3
12 | Intermediate Pressure | Main pipe | IP other main pipe | km | 0.019096 | 0.14551 | 0.29704 | 0.18767 | 0.15883 | 0.0042019 | 0.078104 | 0 | 0 | 0 | 0.001377 | 0 | 0 | 0.0015574 | 0 | 0 | 0 | 0 | 0 | 0 | 0 | 0 |  |  |  | 0 | 0.89339 | 0 | 3
13 | Intermediate Pressure | Service pipe | IP PE service pipe | km | 0 | 0 | 0 | 0.033777 | 0 | 0 | 0.010235 | 0 | 0 | 0 | 0 | 0 | 0 | 0 | 0.016438 | 0.036244 | 0 | 0.0025 | 0.054525 | 0.004447 | 0 | 0 |  |  |  | 0 | 0.15817 | 0 | 3
14 | Intermediate Pressure | Service pipe | IP steel service pipe | km | 0.010111 | 1.2364 | 0.86277 | 2.8854 | 1.8621 | 0.45693 | 0.24841 | 0.093935 | 0.023936 | 0.003364 | 0.02635 | 0.050055 | 0.002684 | 0.018884 | 0.031405 | 0.024923 | 0.015858 | 0.12763 | 0.024388 | 0.021627 | 0.002378 | 0 |  |  |  | 0 | 8.0295 | 0 | 3
15 | Intermediate Pressure | Service pipe | IP other service pipe | km | 0 | 0.056813 | 0.021273 | 0.66729 | 0.037456 | 0 | 0.007533 | 0 | 0 | 0 | 0 | 0 | 0 | 0 | 0 | 0.006 | 0 | 0 | 0 | 0 | 0 | 0 |  |  |  | 0 | 0.79637 | 0 | 3
16 | Intermediate Pressure | Stations | Intermediate pressure DRS | No. | 1 | 4 | 4 | 51 | 1 | 17 | 3 | 0 | 0 | 0 | 2 | 0 | 0 | 2 | 1 | 1 | 1 | 0 | 3 | 0 | 0 | 0 |  |  |  | 0 | 91 | 0 | 2
17 | Intermediate Pressure | Line valve | IP line valves | No. | 20 | 55 | 50 | 142 | 313 | 61 | 19 | 2 | 1 | 1 | 4 | 1 | 9 | 9 | 9 | 8 | 8 | 21 | 14 | 5 | 1 | 0 |  |  |  | 0 | 753 | 0 | 3
18 | Intermediate Pressure | Special crossings | IP crossings | No. | 0 | 4 | 3 | 29 | 0 | 5 | 3 | 2 | 0 | 0 | 0 | 0 | 0 | 0 | 0 | 0 | 0 | 0 | 0 | 0 | 0 | 0 |  |  |  | 0 | 46 | 0 | 2
19 | Medium Pressure | Main pipe | MP PE main pipe | km | 0.38647 | 25.304 | 135.7291 | 218.5764 | 198.064 | 421.4787 | 354.8045 | 26.1759 | 24.7573 | 13.1463 | 18.9062 | 31.367 | 19.4765 | 10.8783 | 21.2186 | 19.9945 | 10.769 | 10.034 | 8.0616 | 11.8012 | 9.2766 | 4.3465 |  |  |  | 0 | 1594.5527 | 0 | 3
20 | Medium Pressure | Main pipe | MP steel main pipe | km | 0 | 2.5948 | 3.2749 | 2.5265 | 1.2311 | 2.2126 | 1.4909 | 0.0018102 | 0.037002 | 0 | 0 | 0.0016101 | 0.0030175 | 0 | 0 | 0.028881 | 0.013355 | 0 | 0.0026774 | 0.003975 | 0 | 0 |  |  |  | 0 | 13.4231 | 0 | 3
21 | Medium Pressure | Main pipe | MP other main pipe | km | 0 | 0.17638 | 1.8692 | 4.9208 | 2.3878 | 2.0046 | 1.8053 | 0.14636 | 0.029045 | 0.0045327 | 0.021223 | 0.064932 | 0.03819 | 0 | 0 | 0 | 0.0038616 | 0 | 0 | 0 | 0 | 0 |  |  |  | 0 | 13.4722 | 0 | 3
22 | Medium Pressure | Service pipe | MP PE service pipe | km | 0.23184 | 5.1106 | 19.9103 | 161.1839 | 95.7445 | 170.9726 | 159.05 | 17.3431 | 18.0855 | 16.9291 | 13.943 | 14.2732 | 12.6669 | 10.5263 | 12.9846 | 9.9214 | 8.7012 | 10.6571 | 10.9909 | 11.1858 | 10.7615 | 5.6539 |  |  |  | 0 | 796.8272 | 0 | 3
23 | Medium Pressure | Service pipe | MP steel service pipe | km | 0.24466 | 0.53932 | 0.76149 | 1.6684 | 0.47138 | 3.1611 | 3.9 | 0.18109 | 0.12357 | 0.010605 | 0.017847 | 0.001606 | 0.022515 | 0.023349 | 0 | 0.028794 | 0.0002 | 0 | 0 | 0.014749 | 0 | 0.001059 |  |  |  | 0 | 11.1717 | 0 | 3
24 | Medium Pressure | Service pipe | MP other service pipe | km | 0.041428 | 0.17516 | 0.6565 | 18.8113 | 1.1587 | 0.9986 | 1.2481 | 0.32131 | 0.21992 | 0.28825 | 0.17779 | 0.26125 | 0.23161 | 0.20098 | 0.11291 | 0.11695 | 0.013598 | 0.012869 | 0.030793 | 0.004443 | 0.000588 | 0 |  |  |  | 0 | 25.083 | 0 | 3
25 | Medium Pressure | Stations | Medium pressure DRS | No. | 0 | 0 | 0 | 18 | 2 | 7 | 1 | 0 | 0 | 1 | 1 | 1 | 1 | 0 | 0 | 0 | 1 | 0 | 2 | 2 | 0 | 0 |  |  |  | 0 | 37 | 0 | 2
26 | Medium Pressure | Line valve | MP line valves | No. | 2 | 10 | 25 | 56 | 145 | 131 | 14 | 0 | 1 | 6 | 5 | 18 | 12 | 17 | 24 | 16 | 22 | 27 | 28 | 26 | 8 | 7 |  |  |  | 0 | 600 | 0 | 3
27 | Medium Pressure | Special crossings | MP special crossings | No. | 3 | 1 | 8 | 65 | 1 | 16 | 13 | 0 | 3 | 0 | 0 | 1 | 1 | 0 | 0 | 2 | 0 | 0 | 0 | 0 | 0 | 0 |  |  |  | 0 | 114 | 0 | 2
28 | Low Pressure | Main pipe | LP PE main pipe | km | 0 | 0.071904 | 0.18037 | 3.695 | 6.3884 | 21.328 | 3.1494 | 0.10013 | 0.1388 | 0.032637 | 0.27622 | 0.029993 | 0.43307 | 0.50233 | 0.48663 | 0.037435 | 0.0028018 | 0.40193 | 0.031122 | 0.03748 | 0.029719 | 0.014087 |  |  |  | 0 | 37.3674 | 0 | 3
29 | Low Pressure | Main pipe | LP steel main pipe | km | 0 | 0 | 0.26597 | 0.078446 | 0.085089 | 0.26545 | 0.41052 | 0.0018604 | 0 | 0 | 0 | 0 | 0 | 0 | 0 | 0 | 0 | 0 | 0 | 0.053518 | 0 | 0 |  |  |  | 0 | 1.1608 | 0 | 3
30 | Low Pressure | Main pipe | LP other main pipe | km | 0.012634 | 0 | 0.066887 | 0.02408 | 0.11124 | 0.0077212 | 0.04971 | 0 | 0 | 0 | 0 | 0 | 0 | 0 | 0.0013194 | 0 | 0 | 0 | 0 | 0 | 0 | 0 |  |  |  | 0 | 0.27359 | 0 | 3
31 | Low Pressure | Service pipe | LP PE service pipe | km | 0.040928 | 0.020795 | 0.19417 | 2.4259 | 2.5588 | 6.6694 | 1.5118 | 0.29663 | 0.21864 | 0.21213 | 0.14667 | 0.15261 | 0.19378 | 0.14575 | 0.2442 | 0.11926 | 0.11814 | 0.10271 | 0.18676 | 0.20717 | 0.14142 | 0.037176 |  |  |  | 0 | 15.9449 | 0 | 3
32 | Low Pressure | Service pipe | LP steel service pipe | km | 0.15068 | 0.063106 | 0.14788 | 0.14608 | 0.12241 | 0.51917 | 0.1807 | 0.05473 | 0.014424 | 0 | 0.003191 | 0.004271 | 0 | 0 | 0 | 0.0004 | 0.004138 | 0 | 0 | 0.017063 | 0 | 0 |  |  |  | 0 | 1.4282 | 0 | 3
33 | Low Pressure | Service pipe | LP other service pipe | km | 0 | 0 | 0.007476 | 0.099543 | 0.071366 | 0.069648 | 0.002752 | 0 | 0 | 0 | 0 | 0.001319 | 0 | 0.049254 | 0.001 | 0.00162 | 0.0008 | 0 | 0.014333 | 0.002207 | 0.003257 | 0.000476 |  |  |  | 0 | 0.32505 | 0 | 3
34 | Low Pressure | Line valve | LP line valves | No. | 0 | 1 | 2 | 4 | 5 | 173 | 5 | 0 | 2 | 1 | 2 | 2 | 2 | 24 | 34 | 4 | 4 | 9 | 6 | 6 | 1 | 1 |  |  |  | 0 | 288 | 0 | 3
35 | Low Pressure | Special crossings | LP special crossings | No. | 0 | 0 | 0 | 0 | 0 | 1 | 4 | 0 | 0 | 0 | 0 | 0 | 0 | 0 | 0 | 0 | 0 | 0 | 0 | 0 | 0 | 0 |  |  |  | 0 | 5 | 0 | 2
36 | All | Monitoring & control systems | Remote terminal units | No. | 0 | 0 | 0 | 0 | 0 | 0 | 0 | 0 | 0 | 0 | 0 | 0 | 0 | 0 | 0 | 0 | 10 | 16 | 7 | 0 | 0 | 1 |  |  |  | 0 | 34 | 0 | 4
37 | All | Cathodic protection systems | Cathodic protection | No. | 0 | 0 | 0 | 0 | 0 | 0 | 0 | 0 | 0 | 0 | 0 | 0 | 0 | 0 | 0 | 0 | 0 | 0 | 0 | 0 | 0 | 0 |  |  |  | 10 | 10 | 0 | 2

## Powerco s9b Total DY2014
[28 empty] | Company Name | Powerco Limited
[28 empty] | For Year Ended | 2014-09-30
[28 empty] | Network / Sub-network Name | Powerco Limited
SCHEDULE 9b: ASSET AGE PROFILE
This schedule requires a summary of the age profile (based on year of installation) of the assets that make up the network, by asset category and asset class.
sch ref
8 |  | Disclosure Year (year ended) | 2014-09-30 |  | Number of assets at disclosure year end by installation date
9 | Operating Pressure | Asset Category | Asset Class | Units | pre-1970 | 1970 –1974 | 1975 –1979 | 1980 –1984 | 1985-1989 | 1990 –1994 | 1995 –1999 | 2000 | 2001 | 2002 | 2003 | 2004 | 2005 | 2006 | 2007 | 2008 | 2009 | 2010 | 2011 | 2012 | 2013 | 2014 | 2015 | 2016 | 2017 | No. with age unknown | Total assets at year end | No. with default dates | Data accuracy (1–4)
10 | Intermediate Pressure | Main pipe | IP PE main pipe | km | 0 | 0.00123 | 0 | 0 | 0 | 0 | 0 | 0 | 0 | 0 | 0 | 0 | 0 | 0 | 0.66989 | 0 | 0 | 0 | 0.56451 | 0.0122 | 0 | 0 |  |  |  | 0 | 1.2478 | 0 | 3
11 | Intermediate Pressure | Main pipe | IP steel main pipe | km | 7.5504 | 65.7757 | 34.3972 | 91.1404 | 44.0499 | 12.025 | 4.3542 | 3.7308 | 0.31959 | 0.029019 | 0.005428 | 0.057562 | 0.24391 | 0.11104 | 0.076575 | 0.071429 | 0.024034 | 0.13633 | 0.064695 | 0.09237 | 0 | 0 |  |  |  | 0 | 264.2557 | 0 | 3
12 | Intermediate Pressure | Main pipe | IP other main pipe | km | 0.18825 | 0.14551 | 0.29928 | 0.18868 | 0.30055 | 0.004202 | 0.079404 | 0 | 0 | 0 | 0.001377 | 0 | 0 | 0.001557 | 0.0015 | 0.009002 | 0 | 0 | 0 | 0 | 0 | 0 |  |  |  | 0 | 1.2193 | 0 | 3
13 | Intermediate Pressure | Service pipe | IP PE service pipe | km | 0 | 0 | 0 | 0.038576 | 0 | 0 | 0.13753 | 0 | 0 | 0 | 0 | 0 | 0 | 0 | 0.016438 | 0.036244 | 0.006716 | 0.0025 | 0.054525 | 0.004447 | 0 | 0 |  |  |  | 0 | 0.29697 | 0 | 3
14 | Intermediate Pressure | Service pipe | IP steel service pipe | km | 0.024849 | 1.6852 | 1.4263 | 3.5373 | 2.8125 | 0.62986 | 0.40122 | 0.16246 | 0.023936 | 0.003364 | 0.045667 | 0.050055 | 0.037778 | 0.018884 | 0.041402 | 0.0323 | 0.015858 | 0.12763 | 0.029613 | 0.026627 | 0.002378 | 0 |  |  |  | 0 | 11.1352 | 0 | 3
15 | Intermediate Pressure | Service pipe | IP other service pipe | km | 0 | 0.056813 | 0.021273 | 0.66729 | 0.065749 | 0 | 0.007533 | 0 | 0 | 0 | 0 | 0 | 0 | 0 | 0 | 0.006 | 0 | 0 | 0 | 0 | 0 | 0 |  |  |  | 0 | 0.82466 | 0 | 3
16 | Intermediate Pressure | Stations | Intermediate pressure DRS | No. | 1 | 4 | 4 | 52 | 33 | 32 | 4 | 0 | 0 | 0 | 2 | 1 | 3 | 2 | 2 | 1 | 1 | 1 | 4 | 1 | 0 | 0 |  |  |  | 0 | 148 | 0 | 2
17 | Intermediate Pressure | Line valve | IP line valves | No. | 20 | 55 | 50 | 155 | 417 | 94 | 21 | 2 | 1 | 1 | 4 | 2 | 14 | 9 | 9 | 9 | 10 | 29 | 16 | 11 | 4 | 0 |  |  |  | 0 | 933 | 0 | 3
18 | Intermediate Pressure | Special crossings | IP crossings | No. | 0 | 7 | 6 | 47 | 8 | 5 | 4 | 2 | 0 | 0 | 0 | 0 | 0 | 0 | 0 | 0 | 0 | 0 | 0 | 0 | 0 | 0 |  |  |  | 0 | 79 | 0 | 2
19 | Medium Pressure | Main pipe | MP PE main pipe | km | 2.3363 | 46.0402 | 201.9986 | 598.9202 | 644.9664 | 712.9393 | 634.8186 | 60.4651 | 54.5822 | 33.4999 | 33.1499 | 49.3552 | 52.6924 | 38.9402 | 53.0153 | 41.4225 | 21.7949 | 22.9267 | 22.1408 | 26.9668 | 14.381 | 5.6717 |  |  |  | 0 | 3373.0244 | 0 | 3
20 | Medium Pressure | Main pipe | MP steel main pipe | km | 6.6594 | 58.2754 | 27.5334 | 24.1584 | 22.7141 | 7.7745 | 6.0166 | 0.70776 | 0.1711 | 0 | 0.017217 | 0.01698 | 0.005967 | 0 | 0.02887 | 0.23426 | 0.050866 | 0.002271 | 0.002677 | 0.004875 | 0 | 0 |  |  |  | 0 | 154.3747 | 0 | 3
21 | Medium Pressure | Main pipe | MP other main pipe | km | 0.3307 | 1.9431 | 4.9913 | 10.8463 | 10.1657 | 3.6395 | 2.8171 | 0.25503 | 0.03109 | 0.008258 | 0.021223 | 0.067708 | 0.067835 | 0 | 0.007876 | 0.012679 | 0.004791 | 0 | 0 | 0 | 0 | 0 |  |  |  | 0 | 35.2101 | 0 | 3
22 | Medium Pressure | Service pipe | MP PE service pipe | km | 1.6778 | 18.6501 | 89.9109 | 329.058 | 317.2645 | 366.175 | 291.3433 | 33.9384 | 29.6426 | 28.2415 | 24.5094 | 25.2491 | 24.0818 | 23.0455 | 24.7175 | 18.7042 | 18.3263 | 22.526 | 19.9604 | 21.7748 | 20.1973 | 10.1177 |  |  |  | 0 | 1759.1121 | 0 | 3
23 | Medium Pressure | Service pipe | MP steel service pipe | km | 1.1357 | 10.2859 | 14.9982 | 8.4892 | 6.8917 | 5.7743 | 4.8096 | 0.31282 | 0.19006 | 0.18075 | 0.029592 | 0.032474 | 0.040865 | 0.074256 | 0.021169 | 0.042201 | 0.0012 | 0.005726 | 0 | 0.027192 | 0.003973 | 0.001059 |  |  |  | 0 | 53.3479 | 0 | 3
24 | Medium Pressure | Service pipe | MP other service pipe | km | 0.27903 | 0.82079 | 2.1203 | 24.667 | 13.7339 | 8.023 | 1.5323 | 0.34446 | 0.23054 | 0.31378 | 0.21133 | 0.83236 | 0.31274 | 0.22123 | 0.17207 | 0.48523 | 0.016599 | 0.01487 | 0.030793 | 0.006745 | 0.000588 | 0 |  |  |  | 0 | 54.3697 | 0 | 3
25 | Medium Pressure | Stations | Medium pressure DRS | No. | 0 | 1 | 0 | 20 | 54 | 13 | 1 | 1 | 0 | 2 | 1 | 3 | 1 | 0 | 0 | 0 | 1 | 0 | 2 | 3 | 0 | 0 |  |  |  | 0 | 103 | 0 | 2
26 | Medium Pressure | Line valve | MP line valves | No. | 5 | 18 | 37 | 93 | 661 | 269 | 31 | 4 | 1 | 13 | 13 | 32 | 24 | 34 | 37 | 30 | 37 | 54 | 62 | 54 | 19 | 9 |  |  |  | 0 | 1537 | 0 | 3
27 | Medium Pressure | Special crossings | MP special crossings | No. | 4 | 23 | 8 | 127 | 86 | 33 | 19 | 4 | 5 | 2 | 0 | 3 | 1 | 0 | 0 | 3 | 1 | 0 | 0 | 0 | 1 | 0 |  |  |  | 0 | 320 | 0 | 2
28 | Low Pressure | Main pipe | LP PE main pipe | km | 0 | 0.11561 | 0.18769 | 3.8288 | 6.4139 | 21.9872 | 3.2765 | 0.15111 | 0.22066 | 0.066118 | 0.82468 | 0.029993 | 0.43307 | 0.50233 | 0.48663 | 0.60621 | 0.008207 | 0.40193 | 0.031122 | 0.03748 | 0.12443 | 0.025295 |  |  |  | 0 | 39.759 | 0 | 3
29 | Low Pressure | Main pipe | LP steel main pipe | km | 0 | 0 | 0.29184 | 0.17507 | 0.86368 | 2.9735 | 1.3434 | 0.29072 | 0 | 0 | 0 | 0 | 0 | 0 | 0 | 0 | 0 | 0 | 0 | 0.053518 | 0 | 0 |  |  |  | 0 | 5.9917 | 0 | 3
30 | Low Pressure | Main pipe | LP other main pipe | km | 0.012634 | 0 | 0.066887 | 0.25571 | 0.45802 | 1.0926 | 0.49927 | 0.12077 | 0.000998 | 0 | 0 | 0.001843 | 0 | 0 | 0.001319 | 0 | 0 | 0 | 0 | 0 | 0 | 0 |  |  |  | 0 | 2.5101 | 0 | 3
31 | Low Pressure | Service pipe | LP PE service pipe | km | 0.10726 | 0.02685 | 0.2159 | 2.4853 | 3.1666 | 7.5134 | 2.4907 | 0.30259 | 0.23475 | 0.25844 | 0.2507 | 0.21256 | 0.20536 | 0.16057 | 0.31493 | 0.11976 | 0.13333 | 0.15157 | 0.20587 | 0.26757 | 0.20059 | 0.042258 |  |  |  | 0 | 19.0669 | 0 | 3
32 | Low Pressure | Service pipe | LP steel service pipe | km | 0.15728 | 0.079138 | 0.16215 | 0.18293 | 0.44131 | 0.62165 | 0.27162 | 0.05473 | 0.015104 | 0 | 0.003191 | 0.004271 | 0 | 0 | 0.000496 | 0.000832 | 0.004138 | 0 | 0 | 0.017063 | 0 | 0 |  |  |  | 0 | 2.0159 | 0 | 3
33 | Low Pressure | Service pipe | LP other service pipe | km | 0.36503 | 0 | 0.015613 | 0.23936 | 0.079917 | 0.46735 | 0.15468 | 0.007422 | 0 | 0.009227 | 0 | 0.001319 | 0 | 0.057497 | 0.002231 | 0.00162 | 0.009611 | 0 | 0.014333 | 0.002207 | 0.003257 | 0.000476 |  |  |  | 0 | 1.4311 | 0 | 3
34 | Low Pressure | Line valve | LP line valves | No. | 0 | 1 | 2 | 4 | 11 | 173 | 5 | 0 | 2 | 1 | 2 | 2 | 2 | 24 | 34 | 4 | 4 | 9 | 6 | 6 | 1 | 1 |  |  |  | 0 | 294 | 0 | 3
35 | Low Pressure | Special crossings | LP special crossings | No. | 0 | 0 | 0 | 0 | 0 | 1 | 4 | 0 | 0 | 0 | 0 | 0 | 0 | 0 | 0 | 0 | 0 | 0 | 0 | 0 | 0 | 0 |  |  |  | 0 | 5 | 0 | 2
36 | All | Monitoring & control systems | Remote terminal units | No. | 0 | 0 | 0 | 0 | 0 | 0 | 0 | 0 | 0 | 0 | 0 | 0 | 0 | 0 | 0 | 0 | 20 | 20 | 24 | 0 | 0 | 1 |  |  |  | 0 | 65 | 0 | 4
37 | All | Cathodic protection systems | Cathodic protection | No. | 0 | 0 | 0 | 0 | 0 | 0 | 0 | 0 | 0 | 0 | 0 | 0 | 0 | 0 | 0 | 0 | 0 | 0 | 0 | 0 | 0 | 0 |  |  |  | 25 | 25 | 0 | 2

## Vector GDB s9b Akl DY2014
[28 empty] | Company Name | Vector - gas distribution business
[28 empty] | For Year Ended | 2014-06-30
[28 empty] | Network / Sub-network Name | Auckland
SCHEDULE 9b: ASSET AGE PROFILE
This schedule requires a summary of the age profile (based on year of installation) of the assets that make up the network, by asset category and asset class.
sch ref
8 |  | Disclosure Year (year ended) | 2014-06-30 |  | Number of assets at disclosure year end by installation date
9 | Operating Pressure | Asset Category | Asset Class | Units | pre-1970 | 1970 –1974 | 1975 –1979 | 1980 –1984 | 1985-1989 | 1990 –1994 | 1995 –1999 | 2000 | 2001 | 2002 | 2003 | 2004 | 2005 | 2006 | 2007 | 2008 | 2009 | 2010 | 2011 | 2012 | 2013 | 2014 | 2015 | 2016 | 2017 | No. with age unknown | Total assets at year end | No. with default dates | Data accuracy (1–4)
10 | Intermediate Pressure | Main pipe | IP PE main pipe | km | [26 empty] | 0 |  | N/A
11 | Intermediate Pressure | Main pipe | IP steel main pipe | km | 46.651 | 14.42 | 4.363 | 15.884 | 51.895 | 12.611 | 34.752 | 24.644 | 0.066 | 0.914 | 0.061 |  | 0.024 | 0.73 | 0.514 | 0.085 | 0.364 | 0.335 | 0.055 | 0.838 | 0.013 | 1.06 |  |  |  |  | 210.279 |  | 3
12 | Intermediate Pressure | Main pipe | IP other main pipe | km | [26 empty] | 0 |  | N/A
13 | Intermediate Pressure | Service pipe | IP PE service pipe | km | [7 empty] | 2014: 0.005 |  | 0.005 |  | N/A
14 | Intermediate Pressure | Service pipe | IP steel service pipe | km | 0.039 | 0.152 | 0.05 | 0.417 | 1.73 | 1.757 | 1.604 | 0.068 | 0.016 | 0.023 | 0.101 | 0.059 | 0.08 | 0.07 | 0.057 | 0.007 | 0.012 | 0.061 | 0.028 | 0.036 | 0.02 | 0.017 |  |  |  |  | 6.404 |  | 3
15 | Intermediate Pressure | Service pipe | IP other service pipe | km | [26 empty] | 0 |  | N/A
16 | Intermediate Pressure | Stations | Intermediate pressure DRS | No. | 6 | 2 | 7 | 7 | 2 | 3 | 53 | 2000: 1; 2001: 2; 2002: 1; 2005: 1; 2008: 1; 2011: 1; 2012: 2; 2014: 2 |  | 91 |  | 2
17 | Intermediate Pressure | Line valve | IP line valves | No. | 62 | 39 | 18 | 65 | 185 | 101 | 65 | 15 | 8 | 4 | 5 | 2 | 6 | 6 | 4 | 7 | 4 | 9 | 6 | 9 | 8 | 25 |  |  |  | 30 | 683 |  | 2
18 | Intermediate Pressure | Special crossings | IP crossings | No. | 3 |  |  | 1 | 7 |  | 3 | [19 empty] | 18 |  | 3 | bar: 2000; 2007; 2010; 2012
19 | Medium Pressure | Main pipe | MP PE main pipe | km | 13.391 | 3.06 | 17.15 | 60.518 | 176.378 | 509.32 | 1387.08 | 148.513 | 86.899 | 55.771 | 119.268 | 83.178 | 94.452 | 117.442 | 91.341 | 56.82 | 35.613 | 40.233 | 54.678 | 50.59 | 68.951 | 66.513 |  |  |  | 2.639 | 3339.798 |  | 3
20 | Medium Pressure | Main pipe | MP steel main pipe | km | 11.45 | 23.986 | 14.184 | 76.012 | 74.874 | 4.9 | 5.014 | 0.126 | 0.287 | 0.002 | 0.045 | 0.031 | 0.255 | 0.337 | 0.004 | 0.399 | 0.315 | 0.118 | 0.272 | 0.003 | 0.109 | 0.05 |  |  |  | 0.17 | 212.943 |  | 3
21 | Medium Pressure | Main pipe | MP other main pipe | km | 1.281 | 0.005 | 0.054 | 0.002 | 0.137 | 0.037 | 0.015 | 2000: 0.015; 2001: 0.043; 2002: 0.056; 2003: 0.061; 2005: 0.309 | 0.012 | 2.027 |  | 3
22 | Medium Pressure | Service pipe | MP PE service pipe | km | 4.13 | 0.899 | 2.001 | 5.506 | 61.88 | 327.173 | 658.358 | 84.471 | 52.463 | 54.586 | 74.75 | 90.059 | 74.943 | 76.401 | 70.974 | 57.659 | 35.192 | 42.466 | 61.048 | 50.44 | 50.601 | 48.128 |  |  |  | 0.927 | 1985.055 |  | 3
23 | Medium Pressure | Service pipe | MP steel service pipe | km | 1.844 | 1.417 | 2.025 | 6.953 | 7.161 | 3.765 | 4.509 | 0.121 | 0.041 | 0.058 | 0.155 | 0.048 | 0.104 | 0.034 | 0.096 | 0.137 | 0.024 | 0.122 | 0.022 | 0.052 | 0.089 | 0.043 |  |  |  | 0.16 | 28.98 |  | 3
24 | Medium Pressure | Service pipe | MP other service pipe | km | 0.018 | 0.089 | 0.376 | 0.157 | 2.538 | 0.19 | 0.154 | 2003: 0.01; 2004: 0.008; 2008: 0.003; 2013: 0.001 |  | 3.544 |  | 3
25 | Medium Pressure | Stations | Medium pressure DRS | No. | 1 | 2 | 2 | 8 | 42 | 92 | 38 | 4 |  | 1 | 1 | 10 | 4 | 6 | 2 | 1 | 1 |  |  | 1 | 2 | 1 |  |  |  | 1 | 220 |  | 3
26 | Medium Pressure | Line valve | MP line valves | No. | 46 | 95 | 104 | 667 | 671 | 429 | 242 | 41 | 36 | 15 | 20 | 21 | 39 | 40 | 26 | 27 | 31 | 12 | 34 | 27 | 43 | 40 |  |  |  | 80 | 2786 |  | 2
27 | Medium Pressure | Special crossings | MP special crossings | No. |  | 1 | 2 | 8 | 12 | 9 | 13 | 2000: 5; 2006: 3; 2007: 1; 2008: 2; 2010: 3; 2011: 2; 2013: 2 |  | 63 |  | 3
28 | Low Pressure | Main pipe | LP PE main pipe | km |  | 0.024 |  | 0.032 |  | 0.161 | 0.001 | 2003: 0; 2007: 0.005; 2008: 0.006; 2010: 0.22 |  | 0.449 |  | 3
29 | Low Pressure | Main pipe | LP steel main pipe | km | 0.007 |  |  |  | 0.002 |  |  | 2012: 0.004 | 0 | 0.013 |  | 3
30 | Low Pressure | Main pipe | LP other main pipe | km | 0.402 | [6 empty] | 2009: 0.004; 2012: 0.013 | 0 | 0.419 |  | 2
31 | Low Pressure | Service pipe | LP PE service pipe | km | 0.024 | 0.045 | 0.021 | 0.048 | 0.964 | 1.011 | 0.453 | 0.011 | 0.036 | 0.047 | 0.019 | 0.019 | 0.039 | 0.015 |  | 0.006 | 0.037 | 0.022 |  |  |  | 0.001 |  |  |  |  | 2.818 |  | 3
32 | Low Pressure | Service pipe | LP steel service pipe | km | 0.633 | 0.151 | 0.161 | 0.539 | 0.605 | 0.4 | 0.003 | 2005: 0.054; 2009: 0.005; 2014: 0.002 | 0.031 | 2.584 |  | 3
33 | Low Pressure | Service pipe | LP other service pipe | km |  |  | 0.025 |  |  | 0.002 | [20 empty] | 0.027 |  | 3
34 | Low Pressure | Line valve | LP line valves | No. |  |  | 2 |  | 4 | 3 | 3 | 2004: 1; 2011: 2 |  | 15 |  | 2
35 | Low Pressure | Special crossings | LP special crossings | No. | [26 empty] | 0 |  | 4
36 | All | Monitoring & control systems | Remote terminal units | No. | [6 empty] | 32 | 2000: 1; 2001: 1; 2002: 1; 2005: 4; 2006: 1; 2007: 19; 2008: 3; 2009: 2; 2011: 1; 2014: 3 |  | 68 |  | 4
37 | All | Cathodic protection systems | Cathodic protection | No. | 1 | 1 | 2 | 4 | 3 |  |  | 2000: 2; 2001: 1; 2004: 1 |  | 15 |  | 3

## Vector GDB s9b NI DY2014
[28 empty] | Company Name | Vector - gas distribution business
[28 empty] | For Year Ended | 2014-06-30
[28 empty] | Network / Sub-network Name | North Island
SCHEDULE 9b: ASSET AGE PROFILE
This schedule requires a summary of the age profile (based on year of installation) of the assets that make up the network, by asset category and asset class.
sch ref
8 |  | Disclosure Year (year ended) | 2014-06-30 |  | Number of assets at disclosure year end by installation date
9 | Operating Pressure | Asset Category | Asset Class | Units | pre-1970 | 1970 –1974 | 1975 –1979 | 1980 –1984 | 1985-1989 | 1990 –1994 | 1995 –1999 | 2000 | 2001 | 2002 | 2003 | 2004 | 2005 | 2006 | 2007 | 2008 | 2009 | 2010 | 2011 | 2012 | 2013 | 2014 | 2015 | 2016 | 2017 | No. with age unknown | Total assets at year end | No. with default dates | Data accuracy (1–4)
10 | Intermediate Pressure | Main pipe | IP PE main pipe | km | [26 empty] | 0 |  | N/A
11 | Intermediate Pressure | Main pipe | IP steel main pipe | km | 0.83 | 16.431 | 1.049 | 78.833 | 68.653 | 9.828 | 14.527 |  | 0.01 | 0.006 | 0.01 | 0.056 | 1.412 |  | 0.46 | 0.019 | 0.009 | 0.328 | 0.049 | 0.547 | 0.002 | 0.286 |  |  |  | 0.004 | 193.349 |  | 3
12 | Intermediate Pressure | Main pipe | IP other main pipe | km | [26 empty] | 0 |  | N/A
13 | Intermediate Pressure | Service pipe | IP PE service pipe | km | [26 empty] | 0 |  | N/A
14 | Intermediate Pressure | Service pipe | IP steel service pipe | km |  | 0.042 |  | 0.618 | 0.595 | 0.294 | 0.029 | 2010: 0.022 |  | 1.6 |  | 3
15 | Intermediate Pressure | Service pipe | IP other service pipe | km | [26 empty] | 0 |  | N/A
16 | Intermediate Pressure | Stations | Intermediate pressure DRS | No. | 1 | 1 | 1 | 33 | 39 | 11 | 3 | 2001: 2; 2002: 2; 2004: 4; 2005: 1; 2009: 2; 2010: 1; 2011: 3; 2013: 1; 2014: 3 | 1 | 109 |  | 2
17 | Intermediate Pressure | Line valve | IP line valves | No. |  | 13 | 4 | 48 | 74 | 23 | 10 | 3 | 2 | 1 | 1 | 6 | 8 | 2 | 6 | 4 | 1 | 1 | 5 | 11 | 3 | 9 |  |  |  |  | 235 |  | 2
18 | Intermediate Pressure | Special crossings | IP crossings | No. |  | 1 |  | 9 | 7 | 1 | 3 | [19 empty] | 22 |  | 3 | bar: 2005
19 | Medium Pressure | Main pipe | MP PE main pipe | km | 0.437 | 21.86 | 151.745 | 186.86 | 712.678 | 538.526 | 524.543 | 97.625 | 61.462 | 68.271 | 72.853 | 91.854 | 95.885 | 58.79 | 68.489 | 74.825 | 36.501 | 23.049 | 16.567 | 25.365 | 49.202 | 44.202 |  |  |  | 1.093 | 3022.682 |  | 3
20 | Medium Pressure | Main pipe | MP steel main pipe | km | 6.61 | 91.503 | 29.647 | 15.533 | 4.587 | 0.256 | 0.211 | 0.113 | 0.001 | 0.094 |  | 0.001 | 0.01 | 0.022 | 0.044 | 0.002 | 0.013 | 0.007 | 0.07 | 0.025 | 0.006 | 0.004 |  |  |  | 0 | 148.759 |  | 3
21 | Medium Pressure | Main pipe | MP other main pipe | km | [7 empty] | 2008: 0.001 |  | 0.001 |  | 3
22 | Medium Pressure | Service pipe | MP PE service pipe | km | 0.162 | 19.803 | 95.535 | 66.785 | 173.303 | 222.85 | 254.185 | 63.664 | 46.901 | 41.72 | 48.08 | 48.355 | 40.583 | 42.189 | 37.906 | 33.217 | 20.182 | 19.607 | 20.156 | 17.172 | 21.225 | 23.96 |  |  |  | 0.222 | 1357.762 |  | 3
23 | Medium Pressure | Service pipe | MP steel service pipe | km | 0.438 | 12.886 | 1.259 | 0.586 | 0.364 | 0.167 | 0.076 |  |  |  | 0.009 | 0.001 |  | 0.005 | 0.004 | 0.102 | 0.01 | 0.016 | 0.021 | 0.016 | 0.015 | 0.006 |  |  |  |  | 15.981 |  | 3
24 | Medium Pressure | Service pipe | MP other service pipe | km |  | 0.741 | 0.076 |  |  | 0.014 |  | 2001: 0.109; 2011: 0.022; 2014: 0.001 | 0.02 | 0.983 |  | 3
25 | Medium Pressure | Stations | Medium pressure DRS | No. |  | 4 | 1 | 2 | 1 | 1 | 2 | 2005: 1; 2009: 1; 2010: 2; 2012: 2; 2013: 7; 2014: 1 | 1 | 26 |  | 3
26 | Medium Pressure | Line valve | MP line valves | No. | 11 | 194 | 122 | 258 | 148 | 49 | 58 | 11 | 8 | 28 | 12 | 18 | 25 | 2 | 13 | 11 | 15 | 14 | 15 | 32 | 27 | 27 |  |  |  | 11 | 1109 |  | 2
27 | Medium Pressure | Special crossings | MP special crossings | No. |  |  |  | 9 | 26 | 8 | 7 | 2000: 2; 2001: 1; 2004: 1; 2007: 1; 2008: 1; 2013: 1; 2014: 1 |  | 58 |  | 3
28 | Low Pressure | Main pipe | LP PE main pipe | km |  | 2.443 | 21.232 | 2.417 | 3.122 | 3.682 | 2.044 | 0.144 | 0.159 | 0.151 | 0.059 | 0.24 | 0.122 | 0.222 | 0.398 | 0.262 | 0.172 | 0.029 | 0.074 | 0.114 | 4.943 | 0.183 |  |  |  |  | 42.212 |  | 3
29 | Low Pressure | Main pipe | LP steel main pipe | km | 0.961 | 4.35 | 0.759 | 0.083 |  | 0 | [19 empty] | 0.001 | 6.154 |  | 3
30 | Low Pressure | Main pipe | LP other main pipe | km | [26 empty] | 0 |  | 2
31 | Low Pressure | Service pipe | LP PE service pipe | km | 0.191 | 2.179 | 9.125 | 4.907 | 3.129 | 4.119 | 3.519 | 0.42 | 0.593 | 0.25 | 0.33 | 0.456 | 0.341 | 0.378 | 0.507 | 0.588 | 0.282 | 0.199 | 0.307 | 1.235 | 2.031 | 0.677 |  |  |  | 0.02 | 35.783 |  | 3
32 | Low Pressure | Service pipe | LP steel service pipe | km | 0.081 | 1.933 | 0.042 | 0.042 | [22 empty] | 2.098 |  | 3
33 | Low Pressure | Service pipe | LP other service pipe | km | [26 empty] | 0 |  | N/A
34 | Low Pressure | Line valve | LP line valves | No. |  |  |  | 2 |  | 1 |  | 2013: 6; 2014: 2 | 3 | 14 |  | 2
35 | Low Pressure | Special crossings | LP special crossings | No. | [26 empty] | 0 |  | N/A
36 | All | Monitoring & control systems | Remote terminal units | No. | [7 empty] | 2013: 1; 2014: 3 |  | 4 |  | 4
37 | All | Cathodic protection systems | Cathodic protection | No. |  | 1 |  | 6 | 18 | 8 | 1 | 2000: 1; 2008: 1; 2011: 1; 2012: 2 |  | 39 |  | 3

## Vector GDB s9b Total DY2014
[28 empty] | Company Name | Vector - gas distribution business
[28 empty] | For Year Ended | 2014-06-30
[28 empty] | Network / Sub-network Name | Combined
SCHEDULE 9b: ASSET AGE PROFILE
This schedule requires a summary of the age profile (based on year of installation) of the assets that make up the network, by asset category and asset class.
sch ref
8 |  | Disclosure Year (year ended) | 2014-06-30 |  | Number of assets at disclosure year end by installation date
9 | Operating Pressure | Asset Category | Asset Class | Units | pre-1970 | 1970 –1974 | 1975 –1979 | 1980 –1984 | 1985-1989 | 1990 –1994 | 1995 –1999 | 2000 | 2001 | 2002 | 2003 | 2004 | 2005 | 2006 | 2007 | 2008 | 2009 | 2010 | 2011 | 2012 | 2013 | 2014 | 2015 | 2016 | 2017 | No. with age unknown | Total assets at year end | No. with default dates | Data accuracy (1–4)
10 | Intermediate Pressure | Main pipe | IP PE main pipe | km | [26 empty] | 0 |  | N/A
11 | Intermediate Pressure | Main pipe | IP steel main pipe | km | 47.48 | 30.851 | 5.412 | 94.717 | 120.548 | 22.439 | 49.278 | 24.644 | 0.076 | 0.919 | 0.071 | 0.056 | 1.436 | 0.73 | 0.974 | 0.104 | 0.372 | 0.664 | 0.105 | 1.385 | 0.016 | 1.347 |  |  |  | 0.004 | 403.628 |  | 3
12 | Intermediate Pressure | Main pipe | IP other main pipe | km | [26 empty] | 0 |  | N/A
13 | Intermediate Pressure | Service pipe | IP PE service pipe | km | [7 empty] | 2014: 0.005 |  | 0.005 |  | N/A
14 | Intermediate Pressure | Service pipe | IP steel service pipe | km | 0.039 | 0.194 | 0.05 | 1.035 | 2.326 | 2.052 | 1.633 | 0.068 | 0.016 | 0.023 | 0.101 | 0.059 | 0.08 | 0.07 | 0.057 | 0.007 | 0.012 | 0.082 | 0.028 | 0.036 | 0.02 | 0.016 |  |  |  |  | 8.004 |  | 3
15 | Intermediate Pressure | Service pipe | IP other service pipe | km | [26 empty] | 0 |  | N/A
16 | Intermediate Pressure | Stations | Intermediate pressure DRS | No. | 7 | 3 | 8 | 40 | 41 | 14 | 56 | 1 | 4 | 3 |  | 4 | 2 |  |  | 1 | 2 | 1 | 4 | 2 | 1 | 5 |  |  |  | 1 | 200 |  | 2
17 | Intermediate Pressure | Line valve | IP line valves | No. | 62 | 52 | 22 | 113 | 259 | 124 | 75 | 18 | 10 | 5 | 6 | 8 | 14 | 8 | 10 | 11 | 5 | 10 | 11 | 20 | 11 | 34 |  |  |  | 30 | 918 |  | 2
18 | Intermediate Pressure | Special crossings | IP crossings | No. | 3 | 1 |  | 10 | 14 | 1 | 6 | [19 empty] | 40 |  | 3 | bar: 2000; 2005; 2007; 2010; 2012
19 | Medium Pressure | Main pipe | MP PE main pipe | km | 13.827 | 24.92 | 168.895 | 247.377 | 889.056 | 1047.846 | 1911.624 | 246.138 | 148.361 | 124.043 | 192.121 | 175.032 | 190.337 | 176.233 | 159.83 | 131.645 | 72.114 | 63.282 | 71.245 | 75.955 | 118.153 | 110.713 |  |  |  | 3.733 | 6362.48 |  | 3
20 | Medium Pressure | Main pipe | MP steel main pipe | km | 18.06 | 115.489 | 43.832 | 91.545 | 79.461 | 5.155 | 5.226 | 0.239 | 0.288 | 0.096 | 0.045 | 0.031 | 0.265 | 0.36 | 0.048 | 0.401 | 0.328 | 0.125 | 0.343 | 0.028 | 0.115 | 0.051 |  |  |  | 0.171 | 361.702 |  | 3
21 | Medium Pressure | Main pipe | MP other main pipe | km | 1.281 | 0.005 | 0.054 | 0.002 | 0.137 | 0.037 | 0.015 | 2000: 0.015; 2001: 0.043; 2002: 0.056; 2003: 0.061; 2005: 0.308; 2008: 0.002 | 0.012 | 2.028 |  | 3
22 | Medium Pressure | Service pipe | MP PE service pipe | km | 4.291 | 20.703 | 97.535 | 72.292 | 235.183 | 550.023 | 912.543 | 148.135 | 99.364 | 96.306 | 122.83 | 138.414 | 115.526 | 118.59 | 108.879 | 90.876 | 55.374 | 62.073 | 81.204 | 67.612 | 71.826 | 72.091 |  |  |  | 1.148 | 3342.818 |  | 3
23 | Medium Pressure | Service pipe | MP steel service pipe | km | 2.282 | 14.302 | 3.284 | 7.538 | 7.525 | 3.933 | 4.585 | 0.121 | 0.041 | 0.058 | 0.165 | 0.05 | 0.104 | 0.039 | 0.1 | 0.239 | 0.034 | 0.138 | 0.043 | 0.067 | 0.104 | 0.049 |  |  |  | 0.16 | 44.961 |  | 3
24 | Medium Pressure | Service pipe | MP other service pipe | km | 0.018 | 0.829 | 0.451 | 0.157 | 2.538 | 0.204 | 0.154 | 2001: 0.109; 2003: 0.01; 2004: 0.008; 2008: 0.003; 2011: 0.022; 2013: 0.003; 2014: 0.001 | 0.02 | 4.527 |  | 3
25 | Medium Pressure | Stations | Medium pressure DRS | No. | 1 | 6 | 3 | 10 | 43 | 93 | 40 | 4 |  | 1 | 1 | 10 | 5 | 6 | 2 | 1 | 2 | 2 |  | 3 | 9 | 2 |  |  |  | 2 | 246 |  | 3
26 | Medium Pressure | Line valve | MP line valves | No. | 57 | 289 | 226 | 925 | 819 | 478 | 300 | 52 | 44 | 43 | 32 | 39 | 64 | 42 | 39 | 38 | 46 | 26 | 49 | 59 | 70 | 67 |  |  |  | 91 | 3895 |  | 2
27 | Medium Pressure | Special crossings | MP special crossings | No. |  | 1 | 2 | 17 | 38 | 17 | 20 | 2000: 7; 2001: 1; 2004: 1; 2006: 3; 2007: 2; 2008: 3; 2010: 3; 2011: 2; 2013: 3; 2014: 1 |  | 121 |  | 3
28 | Low Pressure | Main pipe | LP PE main pipe | km |  | 2.466 | 21.232 | 2.449 | 3.122 | 3.843 | 2.045 | 0.144 | 0.159 | 0.151 | 0.059 | 0.24 | 0.122 | 0.222 | 0.403 | 0.267 | 0.172 | 0.25 | 0.074 | 0.114 | 4.943 | 0.185 |  |  |  |  | 42.662 |  | 3
29 | Low Pressure | Main pipe | LP steel main pipe | km | 0.968 | 4.35 | 0.759 | 0.083 | 0.002 | 0 |  | 2012: 0.003 | 0.001 | 6.166 |  | 3
30 | Low Pressure | Main pipe | LP other main pipe | km | 0.402 | [6 empty] | 2009: 0.004; 2012: 0.013 | 0 | 0.419 |  | 2
31 | Low Pressure | Service pipe | LP PE service pipe | km | 0.215 | 2.224 | 9.146 | 4.956 | 4.094 | 5.131 | 3.972 | 0.431 | 0.629 | 0.297 | 0.349 | 0.475 | 0.38 | 0.393 | 0.507 | 0.594 | 0.319 | 0.221 | 0.307 | 1.235 | 2.031 | 0.675 |  |  |  | 0.02 | 38.601 |  | 3
32 | Low Pressure | Service pipe | LP steel service pipe | km | 0.714 | 2.084 | 0.203 | 0.581 | 0.605 | 0.4 | 0.003 | 2005: 0.054; 2009: 0.005; 2014: 0.002 | 0.031 | 4.682 |  | 3
33 | Low Pressure | Service pipe | LP other service pipe | km |  |  | 0.025 |  |  | 0.002 | [20 empty] | 0.027 |  | 3
34 | Low Pressure | Line valve | LP line valves | No. |  |  | 2 | 2 | 4 | 4 | 3 | 2004: 1; 2011: 2; 2013: 6; 2014: 2 | 3 | 29 |  | 2
35 | Low Pressure | Special crossings | LP special crossings | No. | [26 empty] | 0 |  | 4
36 | All | Monitoring & control systems | Remote terminal units | No. | [6 empty] | 32 | 1 | 1 | 1 |  |  | 4 | 1 | 19 | 3 | 2 |  | 1 |  | 1 | 6 |  |  |  |  | 72 |  | 4
37 | All | Cathodic protection systems | Cathodic protection | No. | 1 | 2 | 2 | 10 | 21 | 8 |  | 2000: 3; 2001: 2; 2004: 1; 2009: 1; 2012: 1; 2013: 2 |  | 54 |  | 3

## GasNet s9c DY2013
|  |  |  | Company Name | GasNet Limited
|  |  |  | For Year Ended | 2013-06-30
Network / Sub-network Name
SCHEDULE 9c: REPORT ON PIPELINE DATA
This schedule requires a summary of the key characteristics of the pipeline network.
sch ref
8 | Network Information (end of year)
9 |  | Length of pipeline by material (defined by GDB) |  | Length (km) | %
10 |  |  | Mains (PE) | 301.234 | 46.7%
11 |  |  | Mains (Steel) | 38.995 | 6.046%
12 |  |  | Mains (Other) | 50.184 | 7.78%
13 |  |  | Services (PE) | 241.918 | 37.51%
14 |  |  | Services (Steel) | 5.285 | 0.8194%
15 |  |  | Services (Other) | 7.392 | 1.146%
16 |  | Total length of pipeline |  | 645.008 | 100%
17
18 |  | By operating pressure: |  | Pipe length (km) (at year end) | Weighted average pipe diameter (mm) | Number of ICPs (at year end) | Gas conveyed for Persons not involved in the GDB (TJ)
19 |  |  | Intermediate pressure | 25.055 | 84.81 | 40 | 670
20 |  |  | Medium pressure | 217.83 | 47.85 | 3364 | 297
21 |  |  | Low pressure | 402.124 | 57.1 | 9366 | 184
22 |  | Total |  | 645.009 | 55.0525 | 12770 | 1151

## Powerco s9c Central DY2013
|  |  |  | Company Name | Powerco Limited
|  |  |  | For Year Ended | 2013-09-30
|  |  |  | Network / Sub-network Name | Central Network
SCHEDULE 9c: REPORT ON PIPELINE DATA
This schedule requires a summary of the key characteristics of the pipeline network.
sch ref
8 | Network Information (end of year)
9 |  | Length of pipeline by material (defined by GDB) |  | Length (km) | %
10 |  |  | PE | 2731.3202 | 88.6%
11 |  |  | Steel | 297.1067 | 9.638%
12 |  |  | Other | 54.3906 | 1.764%
13 |  |  |  | 0 | 0%
14 |  |  |  | 0 | 0%
15 |  |  |  | 0 | 0%
16 |  | Total length of pipeline |  | 3082.8175 | 100%
17
18 |  | By operating pressure: |  | Pipe length (km) (at year end) | Weighted average pipe diameter (mm) | Number of ICPs (at year end) | Gas conveyed for Persons not involved in the GDB (TJ)
19 |  |  | Intermediate pressure | 110.2416 | 131.5293 | 81 | 1798.3401
20 |  |  | Medium pressure | 2958.3711 | 39.6329 | 43516 | 3480.5996
21 |  |  | Low pressure | 14.2048 | 51.0019 | 197 | 5.2692
22 |  | Total |  | 3082.8175 | 42.9715 | 43794 | 5284.2089

## Powerco s9c Lower DY2013
|  |  |  | Company Name | Powerco Limited
|  |  |  | For Year Ended | 2013-09-30
|  |  |  | Network / Sub-network Name | Lower Network
SCHEDULE 9c: REPORT ON PIPELINE DATA
This schedule requires a summary of the key characteristics of the pipeline network.
sch ref
8 | Network Information (end of year)
9 |  | Length of pipeline by material (defined by GDB) |  | Length (km) | %
10 |  |  | PE | 2419.1973 | 91.11%
11 |  |  | Steel | 195.0865 | 7.347%
12 |  |  | Other | 41.0334 | 1.545%
13 |  |  |  | 0 | 0%
14 |  |  |  | 0 | 0%
15 |  |  |  | 0 | 0%
16 |  | Total length of pipeline |  | 2655.3172 | 100%
17
18 |  | By operating pressure: |  | Pipe length (km) (at year end) | Weighted average pipe diameter (mm) | Number of ICPs (at year end) | Gas conveyed for Persons not involved in the GDB (TJ)
19 |  |  | Intermediate pressure | 169.4402 | 134.601 | 258 | 462.1512
20 |  |  | Medium pressure | 2428.7092 | 44.7841 | 57388 | 2605.0653
21 |  |  | Low pressure | 57.1677 | 81.3072 | 1354 | 393.4814
22 |  | Total |  | 2655.3172 | 51.3018 | 59000 | 3460.6979

## Powerco s9c Total DY2013
|  |  |  | Company Name | Powerco Limited
|  |  |  | For Year Ended | 2013-09-30
|  |  |  | Network / Sub-network Name | Powerco Limited
SCHEDULE 9c: REPORT ON PIPELINE DATA
This schedule requires a summary of the key characteristics of the pipeline network.
sch ref
8 | Network Information (end of year)
9 |  | Length of pipeline by material (defined by GDB) |  | Length (km) | %
10 |  |  | PE | 5150.5175 | 89.76%
11 |  |  | Steel | 492.1932 | 8.578%
12 |  |  | Other | 95.424 | 1.663%
13 |  |  |  |  | 0%
14 |  |  |  |  | 0%
15 |  |  |  |  | 0%
16 |  | Total length of pipeline |  | 5738.1347 | 100%
17
18 |  | By operating pressure: |  | Pipe length (km) (at year end) | Weighted average pipe diameter (mm) | Number of ICPs (at year end) | Gas conveyed for Persons not involved in the GDB (TJ)
19 |  |  | Intermediate pressure | 279.6819 | 133.3841 | 339 | 2260.4914
20 |  |  | Medium pressure | 5387.0804 | 41.9555 | 100904 | 6085.6649
21 |  |  | Low pressure | 71.3725 | 75.4125 | 1551 | 398.7506
22 |  | Total |  | 5738.1347 | 46.828 | 102794 | 8744.9069

## Vector GDB s9c Akl DY2013
|  |  |  | Company Name | Vector - gas distribution business
|  |  |  | For Year Ended | 2013-06-30
|  |  |  | Network / Sub-network Name | Auckland
SCHEDULE 9c: REPORT ON PIPELINE DATA
This schedule requires a summary of the key characteristics of the pipeline network.
sch ref
8 | Network Information (end of year)
9 |  | Length of pipeline by material (defined by GDB) |  | Length (km) | %
10 |  |  | STEEL | 466.777 | 8.17%
11 |  |  | PE | 5221.908 | 91.4%
12 |  |  | OTHER | 24.307 | 0.4255%
13 |  |  |  |  | 0%
14 |  |  |  |  | 0%
15 |  |  |  |  | 0%
16 |  | Total length of pipeline |  | 5712.992 | 100%
17
18 |  | By operating pressure: |  | Pipe length (km) (at year end) | Weighted average pipe diameter (mm) | Number of ICPs (at year end) | Gas conveyed for Persons not involved in the GDB (TJ)
19 |  |  | Intermediate pressure | 215.918 | 167.857 | 170 | 2375.114
20 |  |  | Medium pressure | 5453.094 | 37.329 | 85606 | 180.611
21 |  |  | Low pressure | 43.979 | 70.612 | 7067 | 6848.288
22 |  | Total |  | 5712.991 | 42.5184 | 92843 | 9404.013

## Vector GDB s9c NI DY2013
|  |  |  | Company Name | Vector - gas distribution business
|  |  |  | For Year Ended | 2013-06-30
|  |  |  | Network / Sub-network Name | North Island
SCHEDULE 9c: REPORT ON PIPELINE DATA
This schedule requires a summary of the key characteristics of the pipeline network.
sch ref
8 | Network Information (end of year)
9 |  | Length of pipeline by material (defined by GDB) |  | Length (km) | %
10 |  |  | STEEL | 375.235 | 7.874%
11 |  |  | PE | 4389.365 | 92.1%
12 |  |  | OTHER | 1.057 | 0.02218%
13 |  |  |  |  | 0%
14 |  |  |  |  | 0%
15 |  |  |  |  | 0%
16 |  | Total length of pipeline |  | 4765.657 | 100%
17
18 |  | By operating pressure: |  | Pipe length (km) (at year end) | Weighted average pipe diameter (mm) | Number of ICPs (at year end) | Gas conveyed for Persons not involved in the GDB (TJ)
19 |  |  | Intermediate pressure | 195.987 | 85.688 | 37 | 3041.962
20 |  |  | Medium pressure | 4481.487 | 35.256 | 62146 | 52.913
21 |  |  | Low pressure | 88.182 | 38.269 | 1926 | 3149.063
22 |  | Total |  | 4765.656 | 37.3858 | 64109 | 6243.938

## Vector GDB s9c Total DY2013
|  |  |  | Company Name | Vector - gas distribution business
|  |  |  | For Year Ended | 2013-06-30
|  |  |  | Network / Sub-network Name | Combined
SCHEDULE 9c: REPORT ON PIPELINE DATA
This schedule requires a summary of the key characteristics of the pipeline network.
sch ref
8 | Network Information (end of year)
9 |  | Length of pipeline by material (defined by GDB) |  | Length (km) | %
10 |  |  | STEEL | 842.011 | 8.035%
11 |  |  | PE | 9611.273 | 91.72%
12 |  |  | OTHER | 25.364 | 0.2421%
13 |  |  |  |  | 0%
14 |  |  |  |  | 0%
15 |  |  |  |  | 0%
16 |  | Total length of pipeline |  | 10478.648 | 100%
17
18 |  | By operating pressure: |  | Pipe length (km) (at year end) | Weighted average pipe diameter (mm) | Number of ICPs (at year end) | Gas conveyed for Persons not involved in the GDB (TJ)
19 |  |  | Intermediate pressure | 411.905 | 128.764 | 207 | 5412.424
20 |  |  | Medium pressure | 9934.581 | 36.394 | 147752 | 10001.8
21 |  |  | Low pressure | 132.161 | 49.032 | 8993 | 233.725
22 |  | Total |  | 10478.647 | 40.1844 | 156952 | 15647.949

## GasNet s9c DY2014
|  |  |  | Company Name | GasNet Limited
|  |  |  | For Year Ended | 2014-06-30
|  |  |  | Network / Sub-network Name | All
SCHEDULE 9c: REPORT ON PIPELINE DATA
This schedule requires a summary of the key characteristics of the pipeline network.
sch ref
8 | Network Information (end of year)
9 |  | Length of pipeline by material (defined by GDB) |  | Length (km) | %
10 |  |  | Mains (PE) | 304 | 46.27%
11 |  |  | Mains (Steel) | 38 | 5.784%
12 |  |  | Mains (Other) | 48 | 7.306%
13 |  |  | Services (PE) | 255 | 38.81%
14 |  |  | Services (Steel) | 5 | 0.761%
15 |  |  | Services (Other) | 7 | 1.065%
16 |  | Total length of pipeline |  | 657 | 100%
17
18 |  | By operating pressure: |  | Pipe length (km) (at year end) | Weighted average pipe diameter (mm) | Number of ICPs (at year end) | Gas conveyed for Persons not involved in the GDB (TJ)
19 |  |  | Intermediate pressure | 25 | 85 | 38 | 650
20 |  |  | Medium pressure | 221 | 47 | 3377 | 287
21 |  |  | Low pressure | 411 | 55 | 9397 | 169
22 |  | Total |  | 657 | 53.4505 | 12812 | 1106

## Powerco s9c Central DY2014
|  |  |  | Company Name | Powerco Limited
|  |  |  | For Year Ended | 2014-09-30
|  |  |  | Network / Sub-network Name | Central Network
SCHEDULE 9c: REPORT ON PIPELINE DATA
This schedule requires a summary of the key characteristics of the pipeline network.
sch ref
8 | Network Information (end of year)
9 |  | Length of pipeline by material (defined by GDB) |  | Length (km) | %
10 |  |  | PE | 2747.6569 | 88.66%
11 |  |  | Steel | 296.6861 | 9.573%
12 |  |  | Other | 54.7214 | 1.766%
13 |  |  |  | 0 | 0%
14 |  |  |  | 0 | 0%
15 |  |  |  | 0 | 0%
16 |  | Total length of pipeline |  | 3099.0645 | 100%
17
18 |  | By operating pressure: |  | Pipe length (km) (at year end) | Weighted average pipe diameter (mm) | Number of ICPs (at year end) | Gas conveyed for Persons not involved in the GDB (TJ)
19 |  |  | Intermediate pressure | 109.8806 | 131.5293 | 79 | 1836
20 |  |  | Medium pressure | 2974.9091 | 39.6329 | 43549 | 3550
21 |  |  | Low pressure | 14.2748 | 51.0019 | 200 | 5
22 |  | Total |  | 3099.0645 | 42.9436 | 43828 | 5391

## Powerco s9c Lower DY2014
|  |  |  | Company Name | Powerco Limited
|  |  |  | For Year Ended | 2014-09-30
|  |  |  | Network / Sub-network Name | Lower Network
SCHEDULE 9c: REPORT ON PIPELINE DATA
This schedule requires a summary of the key characteristics of the pipeline network.
sch ref
8 | Network Information (end of year)
9 |  | Length of pipeline by material (defined by GDB) |  | Length (km) | %
10 |  |  | PE | 2444.8506 | 91.22%
11 |  |  | Steel | 194.435 | 7.255%
12 |  |  | Other | 40.8435 | 1.524%
13 |  |  |  | 0 | 0%
14 |  |  |  | 0 | 0%
15 |  |  |  | 0 | 0%
16 |  | Total length of pipeline |  | 2680.1291 | 100%
17
18 |  | By operating pressure: |  | Pipe length (km) (at year end) | Weighted average pipe diameter (mm) | Number of ICPs (at year end) | Gas conveyed for Persons not involved in the GDB (TJ)
19 |  |  | Intermediate pressure | 169.0991 | 134.601 | 255 | 462
20 |  |  | Medium pressure | 2454.53 | 44.7841 | 58036 | 2681
21 |  |  | Low pressure | 56.5 | 81.3072 | 1239 | 369
22 |  | Total |  | 2680.1291 | 51.2209 | 59530 | 3512

## Powerco s9c Total DY2014
|  |  |  | Company Name | Powerco Limited
|  |  |  | For Year Ended | 2014-09-30
|  |  |  | Network / Sub-network Name | Powerco Limited
SCHEDULE 9c: REPORT ON PIPELINE DATA
This schedule requires a summary of the key characteristics of the pipeline network.
sch ref
8 | Network Information (end of year)
9 |  | Length of pipeline by material (defined by GDB) |  | Length (km) | %
10 |  |  | PE | 5192.5072 | 89.85%
11 |  |  | Steel | 491.1211 | 8.498%
12 |  |  | Other | 95.565 | 1.654%
13 |  |  |  | 0 | 0%
14 |  |  |  | 0 | 0%
15 |  |  |  | 0 | 0%
16 |  | Total length of pipeline |  | 5779.1932 | 100%
17
18 |  | By operating pressure: |  | Pipe length (km) (at year end) | Weighted average pipe diameter (mm) | Number of ICPs (at year end) | Gas conveyed for Persons not involved in the GDB (TJ)
19 |  |  | Intermediate pressure | 278.9797 | 133.3841 | 334 | 2298
20 |  |  | Medium pressure | 5429.4387 | 41.9555 | 101585 | 374
21 |  |  | Low pressure | 70.7748 | 75.4125 | 1439 | 6231
22 |  | Total |  | 5779.1932 | 46.7788 | 103358 | 8903

## Vector GDB s9c Akl DY2014
|  |  |  | Company Name | Vector - gas distribution business
|  |  |  | For Year Ended | 2014-06-30
|  |  |  | Network / Sub-network Name | Auckland
SCHEDULE 9c: REPORT ON PIPELINE DATA
This schedule requires a summary of the key characteristics of the pipeline network.
sch ref
8 | Network Information (end of year)
9 |  | Length of pipeline by material (defined by GDB) |  | Length (km) | %
10 |  |  | STEEL | 461.202 | 7.958%
11 |  |  | PE | 5328.126 | 91.94%
12 |  |  | OTHER | 6.017 | 0.1038%
13 |  |  |  |  | 0%
14 |  |  |  |  | 0%
15 |  |  |  |  | 0%
16 |  | Total length of pipeline |  | 5795.345 | 100%
17
18 |  | By operating pressure: |  | Pipe length (km) (at year end) | Weighted average pipe diameter (mm) | Number of ICPs (at year end) | Gas conveyed for Persons not involved in the GDB (TJ)
19 |  |  | Intermediate pressure | 216.688 | 167.828 | 182 | 2827.7005
20 |  |  | Medium pressure | 5572.348 | 37.207 | 89197 | 7377.5439
21 |  |  | Low pressure | 6.31 | 46.465 | 5442 | 288.6203
22 |  | Total |  | 5795.346 | 42.101 | 94821 | 10493.8647

## Vector GDB s9c NI DY2014
|  |  |  | Company Name | Vector - gas distribution business
|  |  |  | For Year Ended | 2014-06-30
|  |  |  | Network / Sub-network Name | North Island
SCHEDULE 9c: REPORT ON PIPELINE DATA
This schedule requires a summary of the key characteristics of the pipeline network.
sch ref
8 | Network Information (end of year)
9 |  | Length of pipeline by material (defined by GDB) |  | Length (km) | %
10 |  |  | STEEL | 367.94 | 7.622%
11 |  |  | PE | 4458.44 | 92.36%
12 |  |  | OTHER | 0.984 | 0.02038%
13 |  |  |  |  | 0%
14 |  |  |  |  | 0%
15 |  |  |  |  | 0%
16 |  | Total length of pipeline |  | 4827.364 | 100%
17
18 |  | By operating pressure: |  | Pipe length (km) (at year end) | Weighted average pipe diameter (mm) | Number of ICPs (at year end) | Gas conveyed for Persons not involved in the GDB (TJ)
19 |  |  | Intermediate pressure | 194.949 | 85.757 | 38 | 2885.5229
20 |  |  | Medium pressure | 4546.167 | 35.268 | 62987 | 3672.7227
21 |  |  | Low pressure | 86.247 | 38.01 | 1892 | 60.0883
22 |  | Total |  | 4827.363 | 37.3559 | 64917 | 6618.3339

## Vector GDB s9c Total DY2014
|  |  |  | Company Name | Vector - gas distribution business
|  |  |  | For Year Ended | 2014-06-30
|  |  |  | Network / Sub-network Name | Combined
SCHEDULE 9c: REPORT ON PIPELINE DATA
This schedule requires a summary of the key characteristics of the pipeline network.
sch ref
8 | Network Information (end of year)
9 |  | Length of pipeline by material (defined by GDB) |  | Length (km) | %
10 |  |  | STEEL | 829.142 | 7.805%
11 |  |  | PE | 9786.566 | 92.13%
12 |  |  | OTHER | 7.001 | 0.06591%
13 |  |  |  |  | 0%
14 |  |  |  |  | 0%
15 |  |  |  |  | 0%
16 |  | Total length of pipeline |  | 10622.709 | 100%
17
18 |  | By operating pressure: |  | Pipe length (km) (at year end) | Weighted average pipe diameter (mm) | Number of ICPs (at year end) | Gas conveyed for Persons not involved in the GDB (TJ)
19 |  |  | Intermediate pressure | 411.637 | 128.963 | 220 | 5713.2234
20 |  |  | Medium pressure | 10118.515 | 36.336 | 152184 | 11050.2666
21 |  |  | Low pressure | 92.557 | 38.586 | 7334 | 348.7086
22 |  | Total |  | 10622.709 | 39.945 | 159738 | 17112.1987

## GasNet s9d DY2013
|  |  | Company Name | GasNet Limited
|  |  | For Year Ended | 2013-06-30
Network / Sub-network Name
SCHEDULE 9d: REPORT ON DEMAND
This schedule requires a summary of the key measures of network demand for the disclosure year (number of new connections including, maximum monthly loads and total gas conveyed)
sch ref
8
9 | 9d(i): Consumer Connections
10 |  | Number of ICPs connected in year by consumer type
11
12 |  |  | Consumer types defined by GDB |  | Number of connections (ICPs)
13 |  |  | Residential |  | 49
14 |  |  | Commercial |  | 6
15
16
17
18 |  |  |  | Total | 55
19 | 9d(ii): Gas Delivered
20
21 |  |  | Number of ICPs at year end | 10229 | connections
22 |  |  | Maximum daily load | 4829 | (GJ/day)
23 |  |  | Maximum monthly load | 110857 | (GJ/month)
24 |  |  | Number of directly billed ICPs | 0 | (at year end)
25 |  |  | Total gas conveyed | 1150413 | (GJ/annum)
26 |  |  | Average daily delivery | 3151.8164 | (GJ/day)
27
28 |  |  | Maximum monthly amount of gas entering network (GJ/month) | 109769
29 |  |  | Load factor | 86.48%

## Powerco s9d Central DY2013
|  |  | Company Name | Powerco Limited
|  |  | For Year Ended | 2013-09-30
|  |  | Network / Sub-network Name | Central Network
SCHEDULE 9d: REPORT ON DEMAND
This schedule requires a summary of the key measures of network demand for the disclosure year (number of new connections including, maximum monthly loads and total gas conveyed)
sch ref
8
9 | 9d(i): Consumer Connections
10 |  | Number of ICPs connected in year by consumer type
11
12 |  |  | Consumer types defined by GDB |  | Number of connections (ICPs)
13 |  |  | Residential / Small Commerical |  | 466
14 |  |  | Commercial |  | 52
15 |  |  | Industrial |  | 1
16 |  |  | [GDB consumer type]
17 |  |  | [GDB consumer type]
18 |  |  |  | Total | 519
19 | 9d(ii): Gas Delivered
20
21 |  |  | Number of ICPs at year end | 43795 | connections
22 |  |  | Maximum daily load | 23357 | (GJ/day)
23 |  |  | Maximum monthly load | 511264.358 | (GJ/month)
24 |  |  | Number of directly billed ICPs | 0 | (at year end)
25 |  |  | Total gas conveyed | 5305729.216 | (GJ/annum)
26 |  |  | Average daily delivery | 14536.2444 | (GJ/day)
27
28 |  |  | Maximum monthly amount of gas entering network (GJ/month) | 511264.358
29 |  |  | Load factor | 86.48%

## Powerco s9d Lower DY2013
|  |  | Company Name | Powerco Limited
|  |  | For Year Ended | 2013-09-30
|  |  | Network / Sub-network Name | Lower Network
SCHEDULE 9d: REPORT ON DEMAND
This schedule requires a summary of the key measures of network demand for the disclosure year (number of new connections including, maximum monthly loads and total gas conveyed)
sch ref
8
9 | 9d(i): Consumer Connections
10 |  | Number of ICPs connected in year by consumer type
11
12 |  |  | Consumer types defined by GDB |  | Number of connections (ICPs)
13 |  |  | Residential / Small Commerical |  | 708
14 |  |  | Commercial |  | 71
15 |  |  | Industrial |  | 0
16 |  |  | [GDB consumer type]
17 |  |  | [GDB consumer type]
18 |  |  |  | Total | 779
19 | 9d(ii): Gas Delivered
20
21 |  |  | Number of ICPs at year end | 58999 | connections
22 |  |  | Maximum daily load | 21113.408 | (GJ/day)
23 |  |  | Maximum monthly load | 444687.056 | (GJ/month)
24 |  |  | Number of directly billed ICPs | 0 | (at year end)
25 |  |  | Total gas conveyed | 3457173.814 | (GJ/annum)
26 |  |  | Average daily delivery | 9471.7091 | (GJ/day)
27
28 |  |  | Maximum monthly amount of gas entering network (GJ/month) | 444687.056
29 |  |  | Load factor | 64.79%

## Powerco s9d Total DY2013
|  |  | Company Name | Powerco Limited
|  |  | For Year Ended | 2013-09-30
|  |  | Network / Sub-network Name | Powerco Limited
SCHEDULE 9d: REPORT ON DEMAND
This schedule requires a summary of the key measures of network demand for the disclosure year (number of new connections including, maximum monthly loads and total gas conveyed)
sch ref
8
9 | 9d(i): Consumer Connections
10 |  | Number of ICPs connected in year by consumer type
11
12 |  |  | Consumer types defined by GDB |  | Number of connections (ICPs)
13 |  |  | Residential / Small Commerical |  | 1174
14 |  |  | Commercial |  | 123
15 |  |  | Industrial |  | 1
16 |  |  | [GDB consumer type]
17 |  |  | [GDB consumer type]
18 |  |  |  | Total | 1298
19 | 9d(ii): Gas Delivered
20
21 |  |  | Number of ICPs at year end | 102794 | connections
22 |  |  | Maximum daily load | 43029.84 | (GJ/day)
23 |  |  | Maximum monthly load | 955951.414 | (GJ/month)
24 |  |  | Number of directly billed ICPs | 0 | (at year end)
25 |  |  | Total gas conveyed | 8762903.03 | (GJ/annum)
26 |  |  | Average daily delivery | 24007.9535 | (GJ/day)
27
28 |  |  | Maximum monthly amount of gas entering network (GJ/month) | 955951.414
29 |  |  | Load factor | 76.39%

## Vector GDB s9d Akl DY2013
|  |  | Company Name | Vector - gas distribution business
|  |  | For Year Ended | 2013-06-30
|  |  | Network / Sub-network Name | Auckland
SCHEDULE 9d: REPORT ON DEMAND
This schedule requires a summary of the key measures of network demand for the disclosure year (number of new connections including, maximum monthly loads and total gas conveyed)
sch ref
8
9 | 9d(i): Consumer Connections
10 |  | Number of ICPs connected in year by consumer type
11
12 |  |  | Consumer types defined by GDB |  | Number of connections (ICPs)
13 |  |  | Residential |  | 1970
14 |  |  | Commercial |  | 199
15
16
17
18 |  |  |  | Total | 2169
19 | 9d(ii): Gas Delivered
20
21 |  |  | Number of ICPs at year end | 92843 | connections
22 |  |  | Maximum daily load | 50943.923 | (GJ/day)
23 |  |  | Maximum monthly load | 1294333.841 | (GJ/month)
24 |  |  | Number of directly billed ICPs | 1 | (at year end)
25 |  |  | Total gas conveyed | 12148332.54 | (GJ/annum)
26 |  |  | Average daily delivery | 33283.1028 | (GJ/day)
27
28 |  |  | Maximum monthly amount of gas entering network (GJ/month) | 1294333.841
29 |  |  | Load factor | 78.21%

## Vector GDB s9d NI DY2013
|  |  | Company Name | Vector - gas distribution business
|  |  | For Year Ended | 2013-06-30
|  |  | Network / Sub-network Name | North Island
SCHEDULE 9d: REPORT ON DEMAND
This schedule requires a summary of the key measures of network demand for the disclosure year (number of new connections including, maximum monthly loads and total gas conveyed)
sch ref
8
9 | 9d(i): Consumer Connections
10 |  | Number of ICPs connected in year by consumer type
11
12 |  |  | Consumer types defined by GDB |  | Number of connections (ICPs)
13 |  |  | Residential |  | 1144
14 |  |  | Commercial |  | 105
15
16
17
18 |  |  |  | Total | 1249
19 | 9d(ii): Gas Delivered
20
21 |  |  | Number of ICPs at year end | 64109 | connections
22 |  |  | Maximum daily load | 37694.04 | (GJ/day)
23 |  |  | Maximum monthly load | 969785.669 | (GJ/month)
24 |  |  | Number of directly billed ICPs | 0 | (at year end)
25 |  |  | Total gas conveyed | 9440787.75 | (GJ/annum)
26 |  |  | Average daily delivery | 25865.1719 | (GJ/day)
27
28 |  |  | Maximum monthly amount of gas entering network (GJ/month) | 969785.669
29 |  |  | Load factor | 81.12%

## Vector GDB s9d Total DY2013
|  |  | Company Name | Vector - gas distribution business
|  |  | For Year Ended | 2013-06-30
|  |  | Network / Sub-network Name | Combined
SCHEDULE 9d: REPORT ON DEMAND
This schedule requires a summary of the key measures of network demand for the disclosure year (number of new connections including, maximum monthly loads and total gas conveyed)
sch ref
8
9 | 9d(i): Consumer Connections
10 |  | Number of ICPs connected in year by consumer type
11
12 |  |  | Consumer types defined by GDB |  | Number of connections (ICPs)
13 |  |  | Residential |  | 3114
14 |  |  | Commercial |  | 304
15
16
17
18 |  |  |  | Total | 3418
19 | 9d(ii): Gas Delivered
20
21 |  |  | Number of ICPs at year end | 156952 | connections
22 |  |  | Maximum daily load | 85670.663 | (GJ/day)
23 |  |  | Maximum monthly load | 2172560.598 | (GJ/month)
24 |  |  | Number of directly billed ICPs | 1 | (at year end)
25 |  |  | Total gas conveyed | 21589120.29 | (GJ/annum)
26 |  |  | Average daily delivery | 59148.2748 | (GJ/day)
27
28 |  |  | Maximum monthly amount of gas entering network (GJ/month) | 2172560.598
29 |  |  | Load factor | 82.81%

## GasNet s9d DY2014
|  |  | Company Name | GasNet Limited
|  |  | For Year Ended | 2014-06-30
|  |  | Network / Sub-network Name | All
SCHEDULE 9d: REPORT ON DEMAND
This schedule requires a summary of the key measures of network demand for the disclosure year (number of new connections including, maximum monthly loads and total gas conveyed)
sch ref
8
9 | 9d(i): Consumer Connections
10 |  | Number of ICPs connected in year by consumer type
11
12 |  |  | Consumer types defined by GDB |  | Number of connections (ICPs)
13 |  |  | Residential |  | 75
14 |  |  | Commercial |  | 6
15
16
17
18 |  |  |  | Total | 81
19 | 9d(ii): Gas Delivered
20
21 |  |  | Number of ICPs at year end | 10216 | connections
22 |  |  | Maximum daily load | 4549.7705 | (GJ/day)
23 |  |  | Maximum monthly load | 106297.73 | (GJ/month)
24 |  |  | Number of directly billed ICPs | 0 | (at year end)
25 |  |  | Total gas conveyed | 1106606.5 | (GJ/annum)
26 |  |  | Average daily delivery | 3031.7986 | (GJ/day)
27
28 |  |  | Maximum monthly amount of gas entering network (GJ/month) | 106923.526
29 |  |  | Load factor | 86.75%

## Powerco s9d Central DY2014
|  |  | Company Name | Powerco Limited
|  |  | For Year Ended | 2014-09-30
|  |  | Network / Sub-network Name | Central network
SCHEDULE 9d: REPORT ON DEMAND
This schedule requires a summary of the key measures of network demand for the disclosure year (number of new connections including, maximum monthly loads and total gas conveyed)
sch ref
8
9 | 9d(i): Consumer Connections
10 |  | Number of ICPs connected in year by consumer type
11
12 |  |  | Consumer types defined by GDB |  | Number of connections (ICPs)
13 |  |  | Residential / Small Commerical |  | 497
14 |  |  | Commercial |  | 38
15 |  |  | Industrial |  | 0
16 |  |  | [GDB consumer type] |  | 0
17 |  |  | [GDB consumer type] |  | 0
18 |  |  |  | Total | 535
19 | 9d(ii): Gas Delivered
20
21 |  |  | Number of ICPs at year end | 43828 | connections
22 |  |  | Maximum daily load | 22246.793 | (GJ/day)
23 |  |  | Maximum monthly load | 538526.63 | (GJ/month)
24 |  |  | Number of directly billed ICPs | 0 | (at year end)
25 |  |  | Total gas conveyed | 5405998.924 | (GJ/annum)
26 |  |  | Average daily delivery | 14810.956 | (GJ/day)
27
28 |  |  | Maximum monthly amount of gas entering network (GJ/month) | 538526.63
29 |  |  | Load factor | 83.65%

## Powerco s9d Lower DY2014
|  |  | Company Name | Powerco Limited
|  |  | For Year Ended | 2014-09-30
|  |  | Network / Sub-network Name | Lower network
SCHEDULE 9d: REPORT ON DEMAND
This schedule requires a summary of the key measures of network demand for the disclosure year (number of new connections including, maximum monthly loads and total gas conveyed)
sch ref
8
9 | 9d(i): Consumer Connections
10 |  | Number of ICPs connected in year by consumer type
11
12 |  |  | Consumer types defined by GDB |  | Number of connections (ICPs)
13 |  |  | Residential / Small Commerical |  | 864
14 |  |  | Commercial |  | 63
15 |  |  | Industrial |  | 0
16 |  |  | [GDB consumer type] |  | 0
17 |  |  | [GDB consumer type] |  | 0
18 |  |  |  | Total | 927
19 | 9d(ii): Gas Delivered
20
21 |  |  | Number of ICPs at year end | 59530 | connections
22 |  |  | Maximum daily load | 20610.377 | (GJ/day)
23 |  |  | Maximum monthly load | 485449.387 | (GJ/month)
24 |  |  | Number of directly billed ICPs | 0 | (at year end)
25 |  |  | Total gas conveyed | 3536366.926 | (GJ/annum)
26 |  |  | Average daily delivery | 9688.6765 | (GJ/day)
27
28 |  |  | Maximum monthly amount of gas entering network (GJ/month) | 485449.387
29 |  |  | Load factor | 60.71%

## Powerco s9d Total DY2014
|  |  | Company Name | Powerco Limited
|  |  | For Year Ended | 2014-09-30
|  |  | Network / Sub-network Name | Powerco Limited
SCHEDULE 9d: REPORT ON DEMAND
This schedule requires a summary of the key measures of network demand for the disclosure year (number of new connections including, maximum monthly loads and total gas conveyed)
sch ref
8
9 | 9d(i): Consumer Connections
10 |  | Number of ICPs connected in year by consumer type
11
12 |  |  | Consumer types defined by GDB |  | Number of connections (ICPs)
13 |  |  | Residential / Small Commerical |  | 1361
14 |  |  | Commercial |  | 101
15 |  |  | Industrial |  | 0
16 |  |  | [GDB consumer type] |  | 0
17 |  |  | [GDB consumer type] |  | 0
18 |  |  |  | Total | 1462
19 | 9d(ii): Gas Delivered
20
21 |  |  | Number of ICPs at year end | 103358 | connections
22 |  |  | Maximum daily load | 42857.17 | (GJ/day)
23 |  |  | Maximum monthly load | 1023976.017 | (GJ/month)
24 |  |  | Number of directly billed ICPs | 0 | (at year end)
25 |  |  | Total gas conveyed | 8942365.85 | (GJ/annum)
26 |  |  | Average daily delivery | 24499.6325 | (GJ/day)
27
28 |  |  | Maximum monthly amount of gas entering network (GJ/month) | 1023976.017
29 |  |  | Load factor | 72.77%

## Vector GDB s9d Akl DY2014
|  |  | Company Name | Vector - gas distribution business
|  |  | For Year Ended | 2014-06-30
|  |  | Network / Sub-network Name | Auckland
SCHEDULE 9d: REPORT ON DEMAND
This schedule requires a summary of the key measures of network demand for the disclosure year (number of new connections including, maximum monthly loads and total gas conveyed)
sch ref
8
9 | 9d(i): Consumer Connections
10 |  | Number of ICPs connected in year by consumer type
11
12 |  |  | Consumer types defined by GDB |  | Number of connections (ICPs)
13 |  |  | Residential |  | 2432
14 |  |  | Commercial |  | 180
15
16
17
18 |  |  |  | Total | 2612
19 | 9d(ii): Gas Delivered
20
21 |  |  | Number of ICPs at year end | 94821 | connections
22 |  |  | Maximum daily load | 51833.816 | (GJ/day)
23 |  |  | Maximum monthly load | 1277932.046 | (GJ/month)
24 |  |  | Number of directly billed ICPs | 1 | (at year end)
25 |  |  | Total gas conveyed | 12209721.144 | (GJ/annum)
26 |  |  | Average daily delivery | 33451.2908 | (GJ/day)
27
28 |  |  | Maximum monthly amount of gas entering network (GJ/month) | 1277932.046
29 |  |  | Load factor | 79.62%

## Vector GDB s9d NI DY2014
|  |  | Company Name | Vector - gas distribution business
|  |  | For Year Ended | 2014-06-30
|  |  | Network / Sub-network Name | North Island
SCHEDULE 9d: REPORT ON DEMAND
This schedule requires a summary of the key measures of network demand for the disclosure year (number of new connections including, maximum monthly loads and total gas conveyed)
sch ref
8
9 | 9d(i): Consumer Connections
10 |  | Number of ICPs connected in year by consumer type
11
12 |  |  | Consumer types defined by GDB |  | Number of connections (ICPs)
13 |  |  | Residential |  | 1332
14 |  |  | Commercial |  | 102
15
16
17
18 |  |  |  | Total | 1434
19 | 9d(ii): Gas Delivered
20
21 |  |  | Number of ICPs at year end | 64917 | connections
22 |  |  | Maximum daily load | 38331.46 | (GJ/day)
23 |  |  | Maximum monthly load | 979954.42 | (GJ/month)
24 |  |  | Number of directly billed ICPs | 0 | (at year end)
25 |  |  | Total gas conveyed | 9724949.896 | (GJ/annum)
26 |  |  | Average daily delivery | 26643.6983 | (GJ/day)
27
28 |  |  | Maximum monthly amount of gas entering network (GJ/month) | 979954.42
29 |  |  | Load factor | 82.7%

## Vector GDB s9d Total DY2014
|  |  | Company Name | Vector - gas distribution business
|  |  | For Year Ended | 2014-06-30
|  |  | Network / Sub-network Name | combined
SCHEDULE 9d: REPORT ON DEMAND
This schedule requires a summary of the key measures of network demand for the disclosure year (number of new connections including, maximum monthly loads and total gas conveyed)
sch ref
8
9 | 9d(i): Consumer Connections
10 |  | Number of ICPs connected in year by consumer type
11
12 |  |  | Consumer types defined by GDB |  | Number of connections (ICPs)
13 |  |  | Residential |  | 3764
14 |  |  | Commercial |  | 282
15
16
17
18 |  |  |  | Total | 4046
19 | 9d(ii): Gas Delivered
20
21 |  |  | Number of ICPs at year end | 159738 | connections
22 |  |  | Maximum daily load | 85391.725 | (GJ/day)
23 |  |  | Maximum monthly load | 2150227.773 | (GJ/month)
24 |  |  | Number of directly billed ICPs | 1 | (at year end)
25 |  |  | Total gas conveyed | 21934671.04 | (GJ/annum)
26 |  |  | Average daily delivery | 60094.9892 | (GJ/day)
27
28 |  |  | Maximum monthly amount of gas entering network (GJ/month) | 2150227.773
29 |  |  | Load factor | 85.01%

## GasNet s10a DY2013
[5 empty] | Company Name | GasNet Limited
[5 empty] | For Year Ended | 2013-06-30
Network / Sub-network Name
SCHEDULE 10a: REPORT ON NETWORK RELIABILITY AND INTERRUPTIONS
This schedule requires a summary of the key measures of network reliability (interruptions, SAIDI, SAIFI and CAIDI) for the disclosure year GDBs must provide explanatory comment on their network reliability for the disclosure year in Schedule 14 (Explanatory Notes to Templates). The SAIDI and SAIFI information is part of audited disclosure information (as defined in section 1.4 of the ID determination), and so is subject to the assurance report required by section 2.8.
sch ref
8 | 10a(i): Interruptions
9 |  | Interruptions by class |  |  |  | Actual
10 |  |  |  | Class A (planned interruptions by GTB) |  | 0
11 |  |  |  | Class B (planned interruptions on the network) |  | 171
12 |  |  |  | Class C (unplanned interruptions on the network) |  | 38
13 |  |  |  | Class D (unplanned interruptions by GTB) |  | 0
14 |  |  |  | Class I (unplanned interruptions caused by third party damage) |  | 69
15 |  |  | Total |  |  | 278
16 |  |  |  | Number of unplanned outage events (interruptions that affect more than 5 ICPs) |  | Actual
17 |  |  |  |  | Wanganui, Marton, Bulls, Flockhouse & Waitotara | 0
18
19
20
21
22 |  |  |  | Number of unplanned outage events caused by third party damage (interruptions that affect more than 5 ICPs) |  | Actual
23 |  |  |  |  | Wanganui, Marton, Bulls, Flockhouse & Waitotara | 4
24
25
26
27
28 | 10a(ii): Reliability
29 |  | Overall reliability |  |  |  | SAIDI | SAIFI | CAIDI
30 |  |  |  | Based on the total number of interruptions |  | 3.74 | 0.022 | 170
31 |  |  |  | Class I (unplanned interruptions caused by third party damage) |  | 1.06 | 0.005 | 212
32 |  |  |  | Class B (planned interruptions on the network) |  | SAIDI | SAIFI | CAIDI
33 |  |  |  |  | Wanganui, Marton, Bulls, Flockhouse & Waitotara | 2.523 | 0.013 | 194.0769
34 | [7 empty] | -
35 | [7 empty] | -
36 | [7 empty] | -
37 | [7 empty] | -
38 |  |  |  | Class C (unplanned interruptions on the network) |  | SAIDI | SAIFI | CAIDI
39 |  |  |  |  | Wanganui, Marton, Bulls, Flockhouse & Waitotara | 0.16 | 0.003 | 53.3333
40 | [7 empty] | -
41 | [7 empty] | -
42 | [7 empty] | -
43 | [7 empty] | -

## Powerco s10a Central DY2013
[5 empty] | Company Name | Powerco Limited
[5 empty] | For Year Ended | 2013-09-30
[5 empty] | Network / Sub-network Name | Central Network
SCHEDULE 10a: REPORT ON NETWORK RELIABILITY AND INTERRUPTIONS
This schedule requires a summary of the key measures of network reliability (interruptions, SAIDI, SAIFI and CAIDI) for the disclosure year GDBs must provide explanatory comment on their network reliability for the disclosure year in Schedule 14 (Explanatory Notes to Templates). The SAIDI and SAIFI information is part of audited disclosure information (as defined in section 1.4 of the ID determination), and so is subject to the assurance report required by section 2.8.
sch ref
8 | 10a(i): Interruptions
9 |  | Interruptions by class |  |  |  | Actual
10 |  |  |  | Class A (planned interruptions by GTB) |  | 1
11 |  |  |  | Class B (planned interruptions on the network) |  | 34
12 |  |  |  | Class C (unplanned interruptions on the network) |  | 208
13 |  |  |  | Class D (unplanned interruptions by GTB) |  | 0
14 |  |  |  | Class I (unplanned interruptions caused by third party damage) |  | 153
15 |  |  | Total |  |  | 396
16 |  |  |  | Number of unplanned outage events (interruptions that affect more than 5 ICPs) |  | Actual
17 |  |  |  |  | Taranaki | 1
18 |  |  |  |  | Manawatu & Horowhenua | 1
19 |  |  |  |  | Hawke's Bay | 0
20
21
22 |  |  |  | Number of unplanned outage events caused by third party damage (interruptions that affect more than 5 ICPs) |  | Actual
23 |  |  |  |  | Taranaki | 0
24 |  |  |  |  | Manawatu & Horowhenua | 0
25 |  |  |  |  | Hawke's Bay | 0
26
27
28 | 10a(ii): Reliability
29 |  | Overall reliability |  |  |  | SAIDI | SAIFI | CAIDI
30 |  |  |  | Based on the total number of interruptions |  | 558.7975 | 6.5973 | 84.701
31 |  |  |  | Class I (unplanned interruptions caused by third party damage) |  | 144.7777 | 2.7659 | 52.3443
32 |  |  |  | Class B (planned interruptions on the network) |  | SAIDI | SAIFI | CAIDI
33 |  |  |  |  | Taranaki | 76.8933 | 0.83038 | 92.6
34 |  |  |  |  | Manawatu & Horowhenua | 0 | 0 | -
35 |  |  |  |  | Hawke's Bay | 1376.9184 | 6.1387 | 224.3
36 | [7 empty] | -
37 | [7 empty] | -
38 |  |  |  | Class C (unplanned interruptions on the network) |  | SAIDI | SAIFI | CAIDI
39 |  |  |  |  | Taranaki | 379.7609 | 3.2662 | 116.2712
40 |  |  |  |  | Manawatu & Horowhenua | 143.6336 | 2.7885 | 51.5085
41 |  |  |  |  | Hawke's Bay | 50.133 | 1.0231 | 49
42 | [7 empty] | -
43 | [7 empty] | -

## Powerco s10a Lower DY2013
[5 empty] | Company Name | Powerco Limited
[5 empty] | For Year Ended | 2013-09-30
[5 empty] | Network / Sub-network Name | Lower Network
SCHEDULE 10a: REPORT ON NETWORK RELIABILITY AND INTERRUPTIONS
This schedule requires a summary of the key measures of network reliability (interruptions, SAIDI, SAIFI and CAIDI) for the disclosure year GDBs must provide explanatory comment on their network reliability for the disclosure year in Schedule 14 (Explanatory Notes to Templates). The SAIDI and SAIFI information is part of audited disclosure information (as defined in section 1.4 of the ID determination), and so is subject to the assurance report required by section 2.8.
sch ref
8 | 10a(i): Interruptions
9 |  | Interruptions by class |  |  |  | Actual
10 |  |  |  | Class A (planned interruptions by GTB) |  | 0
11 |  |  |  | Class B (planned interruptions on the network) |  | 105
12 |  |  |  | Class C (unplanned interruptions on the network) |  | 516
13 |  |  |  | Class D (unplanned interruptions by GTB) |  | 0
14 |  |  |  | Class I (unplanned interruptions caused by third party damage) |  | 147
15 |  |  | Total |  |  | 768
16 |  |  |  | Number of unplanned outage events (interruptions that affect more than 5 ICPs) |  | Actual
17 |  |  |  |  | Wellington | 3
18 |  |  |  |  | Hutt Valley and Porirua | 1
19
20
21
22 |  |  |  | Number of unplanned outage events caused by third party damage (interruptions that affect more than 5 ICPs) |  | Actual
23 |  |  |  |  | Wellington | 3
24 |  |  |  |  | Hutt Valley and Porirua | 0
25
26
27
28 | 10a(ii): Reliability
29 |  | Overall reliability |  |  |  | SAIDI | SAIFI | CAIDI
30 |  |  |  | Based on the total number of interruptions |  | 1015.1415 | 11.441 | 88.7285
31 |  |  |  | Class I (unplanned interruptions caused by third party damage) |  | 345.691 | 3.3271 | 103.9031
32 |  |  |  | Class B (planned interruptions on the network) |  | SAIDI | SAIFI | CAIDI
33 |  |  |  |  | Wellington | 277.9452 | 3.3185 | 83.7551
34 |  |  |  |  | Hutt Valley and Porirua | 75.8679 | 0.98707 | 76.8621
35 | [7 empty] | -
36 | [7 empty] | -
37 | [7 empty] | -
38 |  |  |  | Class C (unplanned interruptions on the network) |  | SAIDI | SAIFI | CAIDI
39 |  |  |  |  | Wellington | 219.5997 | 2.9799 | 73.6932
40 |  |  |  |  | Hutt Valley and Porirua | 766.3717 | 8.9517 | 85.6122
41 | [7 empty] | -
42 | [7 empty] | -
43 | [7 empty] | -

## Powerco s10a Total DY2013
[5 empty] | Company Name | Powerco Limited
[5 empty] | For Year Ended | 2013-09-30
[5 empty] | Network / Sub-network Name | Powerco Limited
SCHEDULE 10a: REPORT ON NETWORK RELIABILITY AND INTERRUPTIONS
This schedule requires a summary of the key measures of network reliability (interruptions, SAIDI, SAIFI and CAIDI) for the disclosure year GDBs must provide explanatory comment on their network reliability for the disclosure year in Schedule 14 (Explanatory Notes to Templates). The SAIDI and SAIFI information is part of audited disclosure information (as defined in section 1.4 of the ID determination), and so is subject to the assurance report required by section 2.8.
sch ref
8 | 10a(i): Interruptions
9 |  | Interruptions by class |  |  |  | Actual
10 |  |  |  | Class A (planned interruptions by GTB) |  | 1
11 |  |  |  | Class B (planned interruptions on the network) |  | 139
12 |  |  |  | Class C (unplanned interruptions on the network) |  | 724
13 |  |  |  | Class D (unplanned interruptions by GTB) |  | 0
14 |  |  |  | Class I (unplanned interruptions caused by third party damage) |  | 300
15 |  |  | Total |  |  | 1164
16 |  |  |  | Number of unplanned outage events (interruptions that affect more than 5 ICPs) |  | Actual
17 |  |  |  |  | Wellington | 3
18 |  |  |  |  | Hutt Valley and Porirua | 1
19 |  |  |  |  | Taranaki | 1
20 |  |  |  |  | Manawatu & Horowhenua | 1
21 |  |  |  |  | Hawke's Bay | 0
22 |  |  |  | Number of unplanned outage events caused by third party damage (interruptions that affect more than 5 ICPs) |  | Actual
23 |  |  |  |  | Wellington | 3
24 |  |  |  |  | Hutt Valley and Porirua | 0
25 |  |  |  |  | Taranaki | 0
26 |  |  |  |  | Manawatu & Horowhenua | 0
27 |  |  |  |  | Hawke's Bay | 0
28 | 10a(ii): Reliability
29 |  | Overall reliability |  |  |  | SAIDI | SAIFI | CAIDI
30 |  |  |  | Based on the total number of interruptions |  | 819.7534 | 9.3671 | 87.514
31 |  |  |  | Class I (unplanned interruptions caused by third party damage) |  | 259.668 | 3.0868 | 84.1226
32 |  |  |  | Class B (planned interruptions on the network) |  | SAIDI | SAIFI | CAIDI
33 |  |  |  |  | Wellington | 277.9452 | 3.3185 | 83.7551
34 |  |  |  |  | Hutt Valley and Porirua | 75.8679 | 0.98707 | 76.8621
35 |  |  |  |  | Taranaki | 76.8933 | 0.83038 | 92.6
36 |  |  |  |  | Manawatu & Horowhenua | 0 | 0 | -
37 |  |  |  |  | Hawke's Bay | 1376.9184 | 6.1387 | 224.3
38 |  |  |  | Class C (unplanned interruptions on the network) |  | SAIDI | SAIFI | CAIDI
39 |  |  |  |  | Wellington | 219.5997 | 2.9799 | 73.6932
40 |  |  |  |  | Hutt Valley and Porirua | 766.3717 | 8.9517 | 85.6122
41 |  |  |  |  | Taranaki | 379.7609 | 3.2662 | 116.2712
42 |  |  |  |  | Manawatu & Horowhenua | 143.6336 | 2.7885 | 51.5085
43 |  |  |  |  | Hawke's Bay | 50.133 | 1.0231 | 49

## Vector GDB s10a Akl DY2013
[5 empty] | Company Name | Vector - gas distribution business
[5 empty] | For Year Ended | 2013-06-30
[5 empty] | Network / Sub-network Name | Auckland
SCHEDULE 10a: REPORT ON NETWORK RELIABILITY AND INTERRUPTIONS
This schedule requires a summary of the key measures of network reliability (interruptions, SAIDI, SAIFI and CAIDI) for the disclosure year GDBs must provide explanatory comment on their network reliability for the disclosure year in Schedule 14 (Explanatory Notes to Templates). The SAIDI and SAIFI information is part of audited disclosure information (as defined in section 1.4 of the ID determination), and so is subject to the assurance report required by section 2.8.
sch ref
8 | 10a(i): Interruptions
9 |  | Interruptions by class |  |  |  | Actual
10 |  |  |  | Class A (planned interruptions by GTB) |  | 0
11 |  |  |  | Class B (planned interruptions on the network) |  | 1762
12 |  |  |  | Class C (unplanned interruptions on the network) |  | 147
13 |  |  |  | Class D (unplanned interruptions by GTB) |  | 0
14 |  |  |  | Class I (unplanned interruptions caused by third party damage) |  | 232
15 |  |  | Total |  |  | 2141
16 |  |  |  | Number of unplanned outage events (interruptions that affect more than 5 ICPs) |  | Actual
17 |  |  |  |  | Auckland Region | 5
18
19
20
21
22 |  |  |  | Number of unplanned outage events caused by third party damage (interruptions that affect more than 5 ICPs) |  | Actual
23 |  |  |  |  | Auckland Region | 4
24
25
26
27
28 | 10a(ii): Reliability
29 |  | Overall reliability |  |  |  | SAIDI | SAIFI | CAIDI
30 |  |  |  | Based on the total number of interruptions |  | 5180 | 24.4 | 212.2951
31 |  |  |  | Class I (unplanned interruptions caused by third party damage) |  | 430 | 3.73 | 115.2815
32 |  |  |  | Class B (planned interruptions on the network) |  | SAIDI | SAIFI | CAIDI
33 |  |  |  |  | Auckland Region | 4600 | 19.1 | 240.8377
34 | [7 empty] | -
35 | [7 empty] | -
36 | [7 empty] | -
37 | [7 empty] | -
38 |  |  |  | Class C (unplanned interruptions on the network) |  | SAIDI | SAIFI | CAIDI
39 |  |  |  |  | Auckland Region | 130 | 1.56 | 83.3333
40 | [7 empty] | -
41 | [7 empty] | -
42 | [7 empty] | -
43 | [7 empty] | -

## Vector GDB s10a NI DY2013
[5 empty] | Company Name | Vector - gas distribution business
[5 empty] | For Year Ended | 2013-06-30
[5 empty] | Network / Sub-network Name | North Island
SCHEDULE 10a: REPORT ON NETWORK RELIABILITY AND INTERRUPTIONS
This schedule requires a summary of the key measures of network reliability (interruptions, SAIDI, SAIFI and CAIDI) for the disclosure year GDBs must provide explanatory comment on their network reliability for the disclosure year in Schedule 14 (Explanatory Notes to Templates). The SAIDI and SAIFI information is part of audited disclosure information (as defined in section 1.4 of the ID determination), and so is subject to the assurance report required by section 2.8.
sch ref
8 | 10a(i): Interruptions
9 |  | Interruptions by class |  |  |  | Actual
10 |  |  |  | Class A (planned interruptions by GTB) |  | 0
11 |  |  |  | Class B (planned interruptions on the network) |  | 860
12 |  |  |  | Class C (unplanned interruptions on the network) |  | 98
13 |  |  |  | Class D (unplanned interruptions by GTB) |  | 0
14 |  |  |  | Class I (unplanned interruptions caused by third party damage) |  | 191
15 |  |  | Total |  |  | 1149
16 |  |  |  | Number of unplanned outage events (interruptions that affect more than 5 ICPs) |  | Actual
17 |  |  |  |  | North Island Region | 8
18
19
20
21
22 |  |  |  | Number of unplanned outage events caused by third party damage (interruptions that affect more than 5 ICPs) |  | Actual
23 |  |  |  |  | North Island Region | 6
24
25
26
27
28 | 10a(ii): Reliability
29 |  | Overall reliability |  |  |  | SAIDI | SAIFI | CAIDI
30 |  |  |  | Based on the total number of interruptions |  | 4950 | 20.5 | 241.4634
31 |  |  |  | Class I (unplanned interruptions caused by third party damage) |  | 450 | 5.09 | 88.4086
32 |  |  |  | Class B (planned interruptions on the network) |  | SAIDI | SAIFI | CAIDI
33 |  |  |  |  | North Island Region | 3980 | 13.4 | 297.0149
34 | [7 empty] | -
35 | [7 empty] | -
36 | [7 empty] | -
37 | [7 empty] | -
38 |  |  |  | Class C (unplanned interruptions on the network) |  | SAIDI | SAIFI | CAIDI
39 |  |  |  |  | North Island Region | 530 | 2.01 | 263.6816
40 | [7 empty] | -
41 | [7 empty] | -
42 | [7 empty] | -
43 | [7 empty] | -

## Vector GDB s10a Total DY2013
[5 empty] | Company Name | Vector - gas distribution business
[5 empty] | For Year Ended | 2013-06-30
[5 empty] | Network / Sub-network Name | Combined
SCHEDULE 10a: REPORT ON NETWORK RELIABILITY AND INTERRUPTIONS
This schedule requires a summary of the key measures of network reliability (interruptions, SAIDI, SAIFI and CAIDI) for the disclosure year GDBs must provide explanatory comment on their network reliability for the disclosure year in Schedule 14 (Explanatory Notes to Templates). The SAIDI and SAIFI information is part of audited disclosure information (as defined in section 1.4 of the ID determination), and so is subject to the assurance report required by section 2.8.
sch ref
8 | 10a(i): Interruptions
9 |  | Interruptions by class |  |  |  | Actual
10 |  |  |  | Class A (planned interruptions by GTB) |  | 0
11 |  |  |  | Class B (planned interruptions on the network) |  | 2622
12 |  |  |  | Class C (unplanned interruptions on the network) |  | 245
13 |  |  |  | Class D (unplanned interruptions by GTB) |  | 0
14 |  |  |  | Class I (unplanned interruptions caused by third party damage) |  | 423
15 |  |  | Total |  |  | 3290
16 |  |  |  | Number of unplanned outage events (interruptions that affect more than 5 ICPs) |  | Actual
17 |  |  |  |  | Vector Region | 13
18
19
20
21
22 |  |  |  | Number of unplanned outage events caused by third party damage (interruptions that affect more than 5 ICPs) |  | Actual
23 |  |  |  |  | Vector Region | 10
24
25
26
27
28 | 10a(ii): Reliability
29 |  | Overall reliability |  |  |  | SAIDI | SAIFI | CAIDI
30 |  |  |  | Based on the total number of interruptions |  | 5090 | 22.8 | 223.2456
31 |  |  |  | Class I (unplanned interruptions caused by third party damage) |  | 440 | 4.29 | 102.5641
32 |  |  |  | Class B (planned interruptions on the network) |  | SAIDI | SAIFI | CAIDI
33 |  |  |  |  | Vector Region | 4360 | 16.8 | 259.5238
34 | [7 empty] | -
35 | [7 empty] | -
36 | [7 empty] | -
37 | [7 empty] | -
38 |  |  |  | Class C (unplanned interruptions on the network) |  | SAIDI | SAIFI | CAIDI
39 |  |  |  |  | Vector Region | 290 | 1.74 | 166.6667
40 | [7 empty] | -
41 | [7 empty] | -
42 | [7 empty] | -
43 | [7 empty] | -

## GasNet s10a DY2014
[5 empty] | Company Name | GasNet Limited
[5 empty] | For Year Ended | 2014-06-30
[5 empty] | Network / Sub-network Name | All
SCHEDULE 10a: REPORT ON NETWORK RELIABILITY AND INTERRUPTIONS
This schedule requires a summary of the key measures of network reliability (interruptions, SAIDI, SAIFI and CAIDI) for the disclosure year GDBs must provide explanatory comment on their network reliability for the disclosure year in Schedule 14 (Explanatory Notes to Templates). The SAIDI and SAIFI information is part of audited disclosure information (as defined in section 1.4 of the ID determination), and so is subject to the assurance report required by section 2.8.
sch ref
8 | 10a(i): Interruptions
9 |  | Interruptions by class |  |  |  | Actual
10 |  |  |  | Class A (planned interruptions by GTB) |  | 0
11 |  |  |  | Class B (planned interruptions on the network) |  | 169
12 |  |  |  | Class C (unplanned interruptions on the network) |  | 54
13 |  |  |  | Class D (unplanned interruptions by GTB) |  | 0
14 |  |  |  | Class I (unplanned interruptions caused by third party damage) |  | 44
15 |  |  | Total |  |  | 267
16 |  |  |  | Number of unplanned outage events (interruptions that affect more than 5 ICPs) |  | Actual
17 |  |  |  |  | Wanganui, Marton, Bulls, Flockhouse, Waitotara | 0
18
19
20
21
22 |  |  |  | Number of unplanned outage events caused by third party damage (interruptions that affect more than 5 ICPs) |  | Actual
23 |  |  |  |  | Wanganui, Marton, Bulls, Flockhouse, Waitotara | 0
24
25
26
27
28 | 10a(ii): Reliability
29 |  | Overall reliability |  |  |  | SAIDI | SAIFI | CAIDI
30 |  |  |  | Based on the total number of interruptions |  | 4.497 | 0.021 | 214.1429
31 |  |  |  | Class I (unplanned interruptions caused by third party damage) |  | 0.774 | 0.003 | 258
32 |  |  |  | Class B (planned interruptions on the network) |  | SAIDI | SAIFI | CAIDI
33 |  |  |  |  | Wanganui, Marton, Bulls, Flockhouse, Waitotara | 3.397 | 0.013 | 261.3077
34 | [7 empty] | -
35 | [7 empty] | -
36 | [7 empty] | -
37 | [7 empty] | -
38 |  |  |  | Class C (unplanned interruptions on the network) |  | SAIDI | SAIFI | CAIDI
39 |  |  |  |  | Wanganui, Marton, Bulls, Flockhouse, Waitotara | 0.326 | 0.004 | 81.5
40 | [7 empty] | -
41 | [7 empty] | -
42 | [7 empty] | -
43 | [7 empty] | -

## Powerco s10a Central DY2014
[5 empty] | Company Name | Powerco Limited
[5 empty] | For Year Ended | 2014-09-30
[5 empty] | Network / Sub-network Name | Central Network
SCHEDULE 10a: REPORT ON NETWORK RELIABILITY AND INTERRUPTIONS
This schedule requires a summary of the key measures of network reliability (interruptions, SAIDI, SAIFI and CAIDI) for the disclosure year GDBs must provide explanatory comment on their network reliability for the disclosure year in Schedule 14 (Explanatory Notes to Templates). The SAIDI and SAIFI information is part of audited disclosure information (as defined in section 1.4 of the ID determination), and so is subject to the assurance report required by section 2.8.
sch ref
8 | 10a(i): Interruptions
9 |  | Interruptions by class |  |  |  | Actual
10 |  |  |  | Class A (planned interruptions by GTB) |  | 0
11 |  |  |  | Class B (planned interruptions on the network) |  | 19
12 |  |  |  | Class C (unplanned interruptions on the network) |  | 171
13 |  |  |  | Class D (unplanned interruptions by GTB) |  | 0
14 |  |  |  | Class I (unplanned interruptions caused by third party damage) |  | 126
15 |  |  | Total |  |  | 316
16 |  |  |  | Number of unplanned outage events (interruptions that affect more than 5 ICPs) |  | Actual
17 |  |  |  |  | Taranaki | 0
18 |  |  |  |  | Manawatu & Horowhenua | 0
19 |  |  |  |  | Hawke's Bay | 0
20
21
22 |  |  |  | Number of unplanned outage events caused by third party damage (interruptions that affect more than 5 ICPs) |  | Actual
23 |  |  |  |  | Taranaki | 0
24 |  |  |  |  | Manawatu & Horowhenua | 0
25 |  |  |  |  | Hawke's Bay | 0
26
27
28 | 10a(ii): Reliability
29 |  | Overall reliability |  |  |  | SAIDI | SAIFI | CAIDI
30 |  |  |  | Based on the total number of interruptions |  | 716.516 | 6.4366 | 111.3191
31 |  |  |  | Class I (unplanned interruptions caused by third party damage) |  | 207.5002 | 2.8987 | 71.5827
32 |  |  |  | Class B (planned interruptions on the network) |  | SAIDI | SAIFI | CAIDI
33 |  |  |  |  | Taranaki | 14.1968 | 0.21926 | 64.75
34 |  |  |  |  | Manawatu & Horowhenua | 54.196 | 0.24087 | 225
35 |  |  |  |  | Hawke's Bay | 2873.9216 | 11.2254 | 256.0185
36 | [5 empty] | 0 |  | -
37 | [7 empty] | -
38 |  |  |  | Class C (unplanned interruptions on the network) |  | SAIDI | SAIFI | CAIDI
39 |  |  |  |  | Taranaki | 251.5965 | 2.9051 | 86.6038
40 |  |  |  |  | Manawatu & Horowhenua | 114.0283 | 1.8306 | 62.2895
41 |  |  |  |  | Hawke's Bay | 28.0636 | 0.20788 | 135
42 | [7 empty] | -
43 | [7 empty] | -

## Powerco s10a Lower DY2014
[5 empty] | Company Name | Powerco Limited
[5 empty] | For Year Ended | 2014-09-30
[5 empty] | Network / Sub-network Name | Lower Network
SCHEDULE 10a: REPORT ON NETWORK RELIABILITY AND INTERRUPTIONS
This schedule requires a summary of the key measures of network reliability (interruptions, SAIDI, SAIFI and CAIDI) for the disclosure year GDBs must provide explanatory comment on their network reliability for the disclosure year in Schedule 14 (Explanatory Notes to Templates). The SAIDI and SAIFI information is part of audited disclosure information (as defined in section 1.4 of the ID determination), and so is subject to the assurance report required by section 2.8.
sch ref
8 | 10a(i): Interruptions
9 |  | Interruptions by class |  |  |  | Actual
10 |  |  |  | Class A (planned interruptions by GTB) |  | 0
11 |  |  |  | Class B (planned interruptions on the network) |  | 206
12 |  |  |  | Class C (unplanned interruptions on the network) |  | 514
13 |  |  |  | Class D (unplanned interruptions by GTB) |  | 0
14 |  |  |  | Class I (unplanned interruptions caused by third party damage) |  | 136
15 |  |  | Total |  |  | 856
16 |  |  |  | Number of unplanned outage events (interruptions that affect more than 5 ICPs) |  | Actual
17 |  |  |  |  | Wellington | 2
18 |  |  |  |  | Hutt Valley and Porirua | 1
19
20
21
22 |  |  |  | Number of unplanned outage events caused by third party damage (interruptions that affect more than 5 ICPs) |  | Actual
23 |  |  |  |  | Wellington | 1
24 |  |  |  |  | Hutt Valley and Porirua | 1
25
26
27
28 | 10a(ii): Reliability
29 |  | Overall reliability |  |  |  | SAIDI | SAIFI | CAIDI
30 |  |  |  | Based on the total number of interruptions |  | 1266.6205 | 14.0558 | 90.114
31 |  |  |  | Class I (unplanned interruptions caused by third party damage) |  | 165.1762 | 2.5817 | 63.9804
32 |  |  |  | Class B (planned interruptions on the network) |  | SAIDI | SAIFI | CAIDI
33 |  |  |  |  | Wellington | 730.7388 | 6.9382 | 105.3204
34 |  |  |  |  | Hutt Valley and Porirua | 98.0269 | 0.91298 | 107.3704
35 | [7 empty] | -
36 | [7 empty] | -
37 | [7 empty] | -
38 |  |  |  | Class C (unplanned interruptions on the network) |  | SAIDI | SAIFI | CAIDI
39 |  |  |  |  | Wellington | 363.7527 | 3.9743 | 91.5254
40 |  |  |  |  | Hutt Valley and Porirua | 1010.3978 | 11.1248 | 90.8237
41 | [7 empty] | -
42 | [7 empty] | -
43 | [7 empty] | -

## Powerco s10a Total DY2014
[5 empty] | Company Name | Powerco Limited
[5 empty] | For Year Ended | 2014-09-30
[5 empty] | Network / Sub-network Name | Powerco Limited
SCHEDULE 10a: REPORT ON NETWORK RELIABILITY AND INTERRUPTIONS
This schedule requires a summary of the key measures of network reliability (interruptions, SAIDI, SAIFI and CAIDI) for the disclosure year GDBs must provide explanatory comment on their network reliability for the disclosure year in Schedule 14 (Explanatory Notes to Templates). The SAIDI and SAIFI information is part of audited disclosure information (as defined in section 1.4 of the ID determination), and so is subject to the assurance report required by section 2.8.
sch ref
8 | 10a(i): Interruptions
9 |  | Interruptions by class |  |  |  | Actual
10 |  |  |  | Class A (planned interruptions by GTB) |  | 0
11 |  |  |  | Class B (planned interruptions on the network) |  | 225
12 |  |  |  | Class C (unplanned interruptions on the network) |  | 685
13 |  |  |  | Class D (unplanned interruptions by GTB) |  | 0
14 |  |  |  | Class I (unplanned interruptions caused by third party damage) |  | 262
15 |  |  | Total |  |  | 1172
16 |  |  |  | Number of unplanned outage events (interruptions that affect more than 5 ICPs) |  | Actual
17 |  |  |  |  | Wellington | 2
18 |  |  |  |  | Hutt Valley and Porirua | 1
19 |  |  |  |  | Taranaki | 0
20 |  |  |  |  | Manawatu & Horowhenua | 0
21 |  |  |  |  | Hawke's Bay | 0
22 |  |  |  | Number of unplanned outage events caused by third party damage (interruptions that affect more than 5 ICPs) |  | Actual
23 |  |  |  |  | Wellington | 1
24 |  |  |  |  | Hutt Valley and Porirua | 1
25 |  |  |  |  | Taranaki | 0
26 |  |  |  |  | Manawatu & Horowhenua | 0
27 |  |  |  |  | Hawke's Bay | 0
28 | 10a(ii): Reliability
29 |  | Overall reliability |  |  |  | SAIDI | SAIFI | CAIDI
30 |  |  |  | Based on the total number of interruptions |  | 1032.801 | 10.8173 | 95.4771
31 |  |  |  | Class I (unplanned interruptions caused by third party damage) |  | 183.1658 | 2.7164 | 67.4286
32 |  |  |  | Class B (planned interruptions on the network) |  | SAIDI | SAIFI | CAIDI
33 |  |  |  |  | Wellington | 730.7388 | 6.9382 | 105.3204
34 |  |  |  |  | Hutt Valley and Porirua | 98.0269 | 0.91298 | 107.3704
35 |  |  |  |  | Taranaki | 14.1968 | 0.21926 | 64.75
36 |  |  |  |  | Manawatu & Horowhenua | 54.196 | 0.24087 | 225
37 |  |  |  |  | Hawke's Bay | 2873.9216 | 11.2254 | 256.0185
38 |  |  |  | Class C (unplanned interruptions on the network) |  | SAIDI | SAIFI | CAIDI
39 |  |  |  |  | Wellington | 363.7527 | 3.9743 | 91.5254
40 |  |  |  |  | Hutt Valley and Porirua | 1010.3978 | 11.1248 | 90.8237
41 |  |  |  |  | Taranaki | 251.5965 | 2.9051 | 86.6038
42 |  |  |  |  | Manawatu & Horowhenua | 114.0283 | 1.8306 | 62.2895
43 |  |  |  |  | Hawke's Bay | 28.0636 | 0.20788 | 135

## Vector GDB s10a Akl DY2014
[5 empty] | Company Name | Vector - gas distribution business
[5 empty] | For Year Ended | 2014-06-30
[5 empty] | Network / Sub-network Name | Auckland
SCHEDULE 10a: REPORT ON NETWORK RELIABILITY AND INTERRUPTIONS
This schedule requires a summary of the key measures of network reliability (interruptions, SAIDI, SAIFI and CAIDI) for the disclosure year GDBs must provide explanatory comment on their network reliability for the disclosure year in Schedule 14 (Explanatory Notes to Templates). The SAIDI and SAIFI information is part of audited disclosure information (as defined in section 1.4 of the ID determination), and so is subject to the assurance report required by section 2.8.
sch ref
8 | 10a(i): Interruptions
9 |  | Interruptions by class |  |  |  | Actual
10 |  |  |  | Class A (planned interruptions by GTB) |  | 0
11 |  |  |  | Class B (planned interruptions on the network) |  | 656
12 |  |  |  | Class C (unplanned interruptions on the network) |  | 48
13 |  |  |  | Class D (unplanned interruptions by GTB) |  | 0
14 |  |  |  | Class I (unplanned interruptions caused by third party damage) |  | 238
15 |  |  | Total |  |  | 942
16 |  |  |  | Number of unplanned outage events (interruptions that affect more than 5 ICPs) |  | Actual
17 |  |  |  |  | Auckland Region | 5
18
19
20
21
22 |  |  |  | Number of unplanned outage events caused by third party damage (interruptions that affect more than 5 ICPs) |  | Actual
23 |  |  |  |  | Auckland Region | 5
24
25
26
27
28 | 10a(ii): Reliability
29 |  | Overall reliability |  |  |  | SAIDI | SAIFI | CAIDI
30 |  |  |  | Based on the total number of interruptions |  | 3140 | 15.4 | 203.8961
31 |  |  |  | Class I (unplanned interruptions caused by third party damage) |  | 620 | 3.59 | 172.7019
32 |  |  |  | Class B (planned interruptions on the network) |  | SAIDI | SAIFI | CAIDI
33 |  |  |  |  | Auckland Region | 2470 | 11.2 | 220.5357
34 | [7 empty] | -
35 | [7 empty] | -
36 | [7 empty] | -
37 | [7 empty] | -
38 |  |  |  | Class C (unplanned interruptions on the network) |  | SAIDI | SAIFI | CAIDI
39 |  |  |  |  | Auckland Region | 44.6 | 0.597 | 74.7069
40 | [7 empty] | -
41 | [7 empty] | -
42 | [7 empty] | -
43 | [7 empty] | -

## Vector GDB s10a NI DY2014
[5 empty] | Company Name | Vector - gas distribution business
[5 empty] | For Year Ended | 2014-06-30
[5 empty] | Network / Sub-network Name | North Island
SCHEDULE 10a: REPORT ON NETWORK RELIABILITY AND INTERRUPTIONS
This schedule requires a summary of the key measures of network reliability (interruptions, SAIDI, SAIFI and CAIDI) for the disclosure year GDBs must provide explanatory comment on their network reliability for the disclosure year in Schedule 14 (Explanatory Notes to Templates). The SAIDI and SAIFI information is part of audited disclosure information (as defined in section 1.4 of the ID determination), and so is subject to the assurance report required by section 2.8.
sch ref
8 | 10a(i): Interruptions
9 |  | Interruptions by class |  |  |  | Actual
10 |  |  |  | Class A (planned interruptions by GTB) |  | 0
11 |  |  |  | Class B (planned interruptions on the network) |  | 873
12 |  |  |  | Class C (unplanned interruptions on the network) |  | 63
13 |  |  |  | Class D (unplanned interruptions by GTB) |  | 0
14 |  |  |  | Class I (unplanned interruptions caused by third party damage) |  | 197
15 |  |  | Total |  |  | 1133
16 |  |  |  | Number of unplanned outage events (interruptions that affect more than 5 ICPs) |  | Actual
17 |  |  |  |  | North Island Regions | 5
18
19
20
21
22 |  |  |  | Number of unplanned outage events caused by third party damage (interruptions that affect more than 5 ICPs) |  | Actual
23 |  |  |  |  | North Island Regions | 2
24
25
26
27
28 | 10a(ii): Reliability
29 |  | Overall reliability |  |  |  | SAIDI | SAIFI | CAIDI
30 |  |  |  | Based on the total number of interruptions |  | 6960 | 30.7 | 226.7101
31 |  |  |  | Class I (unplanned interruptions caused by third party damage) |  | 4400 | 12.7 | 346.4567
32 |  |  |  | Class B (planned interruptions on the network) |  | SAIDI | SAIFI | CAIDI
33 |  |  |  |  | North Island Regions | 2430 | 16.4 | 148.1707
34 | [7 empty] | -
35 | [7 empty] | -
36 | [7 empty] | -
37 | [7 empty] | -
38 |  |  |  | Class C (unplanned interruptions on the network) |  | SAIDI | SAIFI | CAIDI
39 |  |  |  |  | North Island Regions | 176 | 1.55 | 113.5484
40 | [7 empty] | -
41 | [7 empty] | -
42 | [7 empty] | -
43 | [7 empty] | -

## Vector GDB s10a Total DY2014
[5 empty] | Company Name | Vector - gas distribution business
[5 empty] | For Year Ended | 2014-06-30
[5 empty] | Network / Sub-network Name | Combined
SCHEDULE 10a: REPORT ON NETWORK RELIABILITY AND INTERRUPTIONS
This schedule requires a summary of the key measures of network reliability (interruptions, SAIDI, SAIFI and CAIDI) for the disclosure year GDBs must provide explanatory comment on their network reliability for the disclosure year in Schedule 14 (Explanatory Notes to Templates). The SAIDI and SAIFI information is part of audited disclosure information (as defined in section 1.4 of the ID determination), and so is subject to the assurance report required by section 2.8.
sch ref
8 | 10a(i): Interruptions
9 |  | Interruptions by class |  |  |  | Actual
10 |  |  |  | Class A (planned interruptions by GTB) |  | 0
11 |  |  |  | Class B (planned interruptions on the network) |  | 1529
12 |  |  |  | Class C (unplanned interruptions on the network) |  | 111
13 |  |  |  | Class D (unplanned interruptions by GTB) |  | 0
14 |  |  |  | Class I (unplanned interruptions caused by third party damage) |  | 435
15 |  |  | Total |  |  | 2075
16 |  |  |  | Number of unplanned outage events (interruptions that affect more than 5 ICPs) |  | Actual
17 |  |  |  |  | Vector Region | 10
18
19
20
21
22 |  |  |  | Number of unplanned outage events caused by third party damage (interruptions that affect more than 5 ICPs) |  | Actual
23 |  |  |  |  | Vector Region | 7
24
25
26
27
28 | 10a(ii): Reliability
29 |  | Overall reliability |  |  |  | SAIDI | SAIFI | CAIDI
30 |  |  |  | Based on the total number of interruptions |  | 4700 | 21.6 | 217.5926
31 |  |  |  | Class I (unplanned interruptions caused by third party damage) |  | 2100 | 7.3 | 287.6712
32 |  |  |  | Class B (planned interruptions on the network) |  | SAIDI | SAIFI | CAIDI
33 |  |  |  |  | Vector Region | 2460 | 13.4 | 183.5821
34 | [7 empty] | -
35 | [7 empty] | -
36 | [7 empty] | -
37 | [7 empty] | -
38 |  |  |  | Class C (unplanned interruptions on the network) |  | SAIDI | SAIFI | CAIDI
39 |  |  |  |  | Vector Region | 98.3 | 0.985 | 99.797
40 | [7 empty] | -
41 | [7 empty] | -
42 | [7 empty] | -
43 | [7 empty] | -

## GasNet s10b DY2013
|  |  |  | Company Name | GasNet Limited
|  |  |  | For Year Ended | 2013-06-30
Network / Sub-network Name
SCHEDULE 10b: REPORT ON NETWORK INTEGRITY AND CONSUMER SERVICE
This schedule requires a summary of the key measures of network Integrity (gas escapes, response time to emergencies etc) for the disclosure year.
sch ref
8 | 10b(i): System Condition and Integrity
9 |  | Number of confirmed public reported gas escapes / total length of pipeline (escapes/1000 km) |  | Actual
10 |  |  | Wanganui, Marton, Bulls, Flockhouse & Waitotara | 72.92
11
12
13
14
15 |  | Number of leaks detected by routine survey / total length of pipeline (leaks/1000 km) |  | Actual
16 |  |  | Wanganui, Marton, Bulls, Flockhouse & Waitotara | 9.51
17
18
19
20
21 |  | Number of third party damage events / total length of pipeline (events/km) |  | Actual
22 |  |  | Wanganui, Marton, Bulls, Flockhouse & Waitotara | 0.059
23
24
25
26
27 |  | Number of poor pressure events due to network causes |  | Actual
28 |  |  | Wanganui, Marton, Bulls, Flockhouse & Waitotara | 9
29
30
31
32
33
34 |  | Number of telephone calls to emergency numbers answered within 30 seconds / total number of calls |  | Actual
35 |  |  | Wanganui, Marton, Bulls, Flockhouse & Waitotara | 100%
36
37
38
39
40 |  | Product control—safety of distribution gas |  | Actual
41 |  | Number of non-compliant odour tests |  | 0
42 | 10b(ii): Consumer Service
43 |  | Response time to emergencies (RTE) |  | Proportion of emergencies responded to within 1 hour (%) | Proportion of emergencies responded to within 3 hours (%) | Average call response time (hours) | Number of emergencies
44 |  |  | Wanganui, Marton, Bulls, Flockhouse & Waitotara | 100% | 0% | 0.13 | 6
45
46
47
48
49 |  | Number of complaints |  | Actual
50 |  | Number of complaints per average total consumer numbers |  | 0

## Powerco s10b Central DY2013
|  |  |  | Company Name | Powerco Limited
|  |  |  | For Year Ended | 2013-09-30
|  |  |  | Network / Sub-network Name | Central Network
SCHEDULE 10b: REPORT ON NETWORK INTEGRITY AND CONSUMER SERVICE
This schedule requires a summary of the key measures of network Integrity (gas escapes, response time to emergencies etc) for the disclosure year.
sch ref
8 | 10b(i): System Condition and Integrity
9 |  | Number of confirmed public reported gas escapes / total length of pipeline (escapes/1000 km) |  | Actual
10 |  |  | Taranaki | 89.6485
11 |  |  | Manawatu & Horowhenua | 88.9916
12 |  |  | Hawke's Bay | 12.4193
13
14
15 |  | Number of leaks detected by routine survey / total length of pipeline (leaks/1000 km) |  | Actual
16 |  |  | Taranaki | 26.0796
17 |  |  | Manawatu & Horowhenua | 42.6571
18 |  |  | Hawke's Bay | 35.188
19
20
21 |  | Number of third party damage events / total length of pipeline (events/km) |  | Actual
22 |  |  | Taranaki | 48.8992
23 |  |  | Manawatu & Horowhenua | 84.5788
24 |  |  | Hawke's Bay | 39.3278
25
26
27 |  | Number of poor pressure events due to network causes |  | Actual
28 |  |  | Taranaki | 0
29 |  |  | Manawatu & Horowhenua | 2
30 |  |  | Hawke's Bay | 0
31
32
33
34 |  | Number of telephone calls to emergency numbers answered within 30 seconds / total number of calls |  | Actual
35 |  |  | Taranaki | 95.42%
36 |  |  | Manawatu & Horowhenua | 95.42%
37 |  |  | Hawke's Bay | 95.42%
38
39
40 |  | Product control—safety of distribution gas |  | Actual
41 |  | Number of non-compliant odour tests |  | 9
42 | 10b(ii): Consumer Service
43 |  | Response time to emergencies (RTE) |  | Proportion of emergencies responded to within 1 hour (%) | Proportion of emergencies responded to within 3 hours (%) | Average call response time (hours) | Number of emergencies
44 |  |  | Taranaki | 80% | 100% | 0.40722 | 5
45 |  |  | Manawatu & Horowhenua | 100% | 100% | 0.24236 | 4
46 |  |  | Hawke's Bay | 100% | 100% | 0.32954 | 6
47
48
49 |  | Number of complaints |  | Actual
50 |  | Number of complaints per average total consumer numbers |  | 0.00022671

## Powerco s10b Lower DY2013
|  |  |  | Company Name | Powerco Limited
|  |  |  | For Year Ended | 2013-09-30
|  |  |  | Network / Sub-network Name | Lower Network
SCHEDULE 10b: REPORT ON NETWORK INTEGRITY AND CONSUMER SERVICE
This schedule requires a summary of the key measures of network Integrity (gas escapes, response time to emergencies etc) for the disclosure year.
sch ref
8 | 10b(i): System Condition and Integrity
9 |  | Number of confirmed public reported gas escapes / total length of pipeline (escapes/1000 km) |  | Actual
10 |  |  | Wellington | 121.5963
11 |  |  | Hutt Valley and Porirua | 121.4746
12
13
14
15 |  | Number of leaks detected by routine survey / total length of pipeline (leaks/1000 km) |  | Actual
16 |  |  | Wellington | 10.532
17 |  |  | Hutt Valley and Porirua | 176.2939
18
19
20
21 |  | Number of third party damage events / total length of pipeline (events/km) |  | Actual
22 |  |  | Wellington | 60.3194
23 |  |  | Hutt Valley and Porirua | 64.1635
24
25
26
27 |  | Number of poor pressure events due to network causes |  | Actual
28 |  |  | Wellington | 1
29 |  |  | Hutt Valley and Porirua | 3
30
31
32
33
34 |  | Number of telephone calls to emergency numbers answered within 30 seconds / total number of calls |  | Actual
35 |  |  | Wellington | 95.42%
36 |  |  | Hutt Valley and Porirua | 95.42%
37
38
39
40 |  | Product control—safety of distribution gas |  | Actual
41 |  | Number of non-compliant odour tests |  | 10
42 | 10b(ii): Consumer Service
43 |  | Response time to emergencies (RTE) |  | Proportion of emergencies responded to within 1 hour (%) | Proportion of emergencies responded to within 3 hours (%) | Average call response time (hours) | Number of emergencies
44 |  |  | Wellington | 94.12% | 100% | 0.48147 | 17
45 |  |  | Hutt Valley and Porirua | 90.91% | 100% | 0.42884 | 11
46
47
48
49 |  | Number of complaints |  | Actual
50 |  | Number of complaints per average total consumer numbers |  | 0.00022067

## Powerco s10b Total DY2013
|  |  |  | Company Name | Powerco Limited
|  |  |  | For Year Ended | 2013-09-30
|  |  |  | Network / Sub-network Name | Powerco Limited
SCHEDULE 10b: REPORT ON NETWORK INTEGRITY AND CONSUMER SERVICE
This schedule requires a summary of the key measures of network Integrity (gas escapes, response time to emergencies etc) for the disclosure year.
sch ref
8 | 10b(i): System Condition and Integrity
9 |  | Number of confirmed public reported gas escapes / total length of pipeline (escapes/1000 km) |  | Actual
10 |  |  | Wellington | 121.5963
11 |  |  | Hutt Valley and Porirua | 121.4746
12 |  |  | Taranaki | 89.6485
13 |  |  | Manawatu & Horowhenua | 88.9916
14 |  |  | Hawke's Bay | 12.4193
15 |  | Number of leaks detected by routine survey / total length of pipeline (leaks/1000 km) |  | Actual
16 |  |  | Wellington | 10.532
17 |  |  | Hutt Valley and Porirua | 176.2939
18 |  |  | Taranaki | 26.0796
19 |  |  | Manawatu & Horowhenua | 42.6571
20 |  |  | Hawke's Bay | 35.188
21 |  | Number of third party damage events / total length of pipeline (events/km) |  | Actual
22 |  |  | Wellington | 60.3194
23 |  |  | Hutt Valley and Porirua | 64.1635
24 |  |  | Taranaki | 48.8992
25 |  |  | Manawatu & Horowhenua | 84.5788
26 |  |  | Hawke's Bay | 39.3278
27 |  | Number of poor pressure events due to network causes |  | Actual
28 |  |  | Wellington | 1
29 |  |  | Hutt Valley and Porirua | 3
30 |  |  | Taranaki | 0
31 |  |  | Manawatu & Horowhenua | 2
32 |  |  | Hawke's Bay | 0
33
34 |  | Number of telephone calls to emergency numbers answered within 30 seconds / total number of calls |  | Actual
35 |  |  | Wellington | 95.42%
36 |  |  | Hutt Valley and Porirua | 95.42%
37 |  |  | Taranaki | 95.42%
38 |  |  | Manawatu & Horowhenua | 95.42%
39 |  |  | Hawke's Bay | 95.42%
40 |  | Product control—safety of distribution gas |  | Actual
41 |  | Number of non-compliant odour tests |  | 19
42 | 10b(ii): Consumer Service
43 |  | Response time to emergencies (RTE) |  | Proportion of emergencies responded to within 1 hour (%) | Proportion of emergencies responded to within 3 hours (%) | Average call response time (hours) | Number of emergencies
44 |  |  | Wellington | 94.12% | 100% | 0.48147 | 17
45 |  |  | Hutt Valley and Porirua | 90.91% | 100% | 0.42884 | 11
46 |  |  | Taranaki | 80% | 100% | 0.40722 | 5
47 |  |  | Manawatu & Horowhenua | 100% | 100% | 0.24236 | 4
48 |  |  | Hawke's Bay | 100% | 100% | 0.32954 | 6
49 |  | Number of complaints |  | Actual
50 |  | Number of complaints per average total consumer numbers |  | 0.00022326

## Vector GDB s10b Akl DY2013
|  |  |  | Company Name | Vector - gas distribution business
|  |  |  | For Year Ended | 2013-06-30
|  |  |  | Network / Sub-network Name | Auckland
SCHEDULE 10b: REPORT ON NETWORK INTEGRITY AND CONSUMER SERVICE
This schedule requires a summary of the key measures of network Integrity (gas escapes, response time to emergencies etc) for the disclosure year.
sch ref
8 | 10b(i): System Condition and Integrity
9 |  | Number of confirmed public reported gas escapes / total length of pipeline (escapes/1000 km) |  | Actual
10 |  |  | Auckland Region | 42.6
11
12
13
14
15 |  | Number of leaks detected by routine survey / total length of pipeline (leaks/1000 km) |  | Actual
16 |  |  | Auckland Region | 2.3
17
18
19
20
21 |  | Number of third party damage events / total length of pipeline (events/km) |  | Actual
22 |  |  | Auckland Region | 56.2
23
24
25
26
27 |  | Number of poor pressure events due to network causes |  | Actual
28 |  |  | Auckland Region | 2
29
30
31
32
33
34 |  | Number of telephone calls to emergency numbers answered within 30 seconds / total number of calls |  | Actual
35 |  |  | Auckland Region | 93.23%
36
37
38
39
40 |  | Product control—safety of distribution gas |  | Actual
41 |  | Number of non-compliant odour tests |  | 3
42 | 10b(ii): Consumer Service
43 |  | Response time to emergencies (RTE) |  | Proportion of emergencies responded to within 1 hour (%) | Proportion of emergencies responded to within 3 hours (%) | Average call response time (hours) | Number of emergencies
44 |  |  | Auckland Region | 95.4% | 100% | 0.6 | 130
45
46
47
48
49 |  | Number of complaints |  | Actual
50 |  | Number of complaints per average total consumer numbers |  | 0.0013

## Vector GDB s10b NI DY2013
|  |  |  | Company Name | Vector - gas distribution business
|  |  |  | For Year Ended | 2013-06-30
|  |  |  | Network / Sub-network Name | North Island
SCHEDULE 10b: REPORT ON NETWORK INTEGRITY AND CONSUMER SERVICE
This schedule requires a summary of the key measures of network Integrity (gas escapes, response time to emergencies etc) for the disclosure year.
sch ref
8 | 10b(i): System Condition and Integrity
9 |  | Number of confirmed public reported gas escapes / total length of pipeline (escapes/1000 km) |  | Actual
10 |  |  | North Island Region | 50.2
11
12
13
14
15 |  | Number of leaks detected by routine survey / total length of pipeline (leaks/1000 km) |  | Actual
16 |  |  | North Island Region | 0.2
17
18
19
20
21 |  | Number of third party damage events / total length of pipeline (events/km) |  | Actual
22 |  |  | North Island Region | 59.2
23
24
25
26
27 |  | Number of poor pressure events due to network causes |  | Actual
28 |  |  | North Island Region | 1
29
30
31
32
33
34 |  | Number of telephone calls to emergency numbers answered within 30 seconds / total number of calls |  | Actual
35 |  |  | North Island Region | 93.23%
36
37
38
39
40 |  | Product control—safety of distribution gas |  | Actual
41 |  | Number of non-compliant odour tests |  | 5
42 | 10b(ii): Consumer Service
43 |  | Response time to emergencies (RTE) |  | Proportion of emergencies responded to within 1 hour (%) | Proportion of emergencies responded to within 3 hours (%) | Average call response time (hours) | Number of emergencies
44 |  |  | North Island Region | 89.8% | 100% | 0.6 | 88
45
46
47
48
49 |  | Number of complaints |  | Actual
50 |  | Number of complaints per average total consumer numbers |  | 0.0005

## Vector GDB s10b Total DY2013
|  |  |  | Company Name | Vector - gas distribution business
|  |  |  | For Year Ended | 2013-06-30
|  |  |  | Network / Sub-network Name | Combined
SCHEDULE 10b: REPORT ON NETWORK INTEGRITY AND CONSUMER SERVICE
This schedule requires a summary of the key measures of network Integrity (gas escapes, response time to emergencies etc) for the disclosure year.
sch ref
8 | 10b(i): System Condition and Integrity
9 |  | Number of confirmed public reported gas escapes / total length of pipeline (escapes/1000 km) |  | Actual
10 |  |  | Vector Region | 45.8
11
12
13
14
15 |  | Number of leaks detected by routine survey / total length of pipeline (leaks/1000 km) |  | Actual
16 |  |  | Vector Region | 1.3
17
18
19
20
21 |  | Number of third party damage events / total length of pipeline (events/km) |  | Actual
22 |  |  | Vector Region | 57.3
23
24
25
26
27 |  | Number of poor pressure events due to network causes |  | Actual
28 |  |  | Vector Region | 3
29
30
31
32
33
34 |  | Number of telephone calls to emergency numbers answered within 30 seconds / total number of calls |  | Actual
35 |  |  | Vector Region | 93.23%
36
37
38
39
40 |  | Product control—safety of distribution gas |  | Actual
41 |  | Number of non-compliant odour tests |  | 8
42 | 10b(ii): Consumer Service
43 |  | Response time to emergencies (RTE) |  | Proportion of emergencies responded to within 1 hour (%) | Proportion of emergencies responded to within 3 hours (%) | Average call response time (hours) | Number of emergencies
44 |  |  | Vector Region | 93.1% | 100% | 0.6 | 218
45
46
47
48
49 |  | Number of complaints |  | Actual
50 |  | Number of complaints per average total consumer numbers |  | 0.001

## GasNet s10b DY2014
|  |  |  | Company Name | GasNet Limited
|  |  |  | For Year Ended | 2014-06-30
|  |  |  | Network / Sub-network Name | All
SCHEDULE 10b: REPORT ON NETWORK INTEGRITY AND CONSUMER SERVICE
This schedule requires a summary of the key measures of network Integrity (gas escapes, response time to emergencies etc) for the disclosure year.
sch ref
8 | 10b(i): System Condition and Integrity
9 |  | Number of confirmed public reported gas escapes / total length of pipeline (escapes/1000 km) |  | Actual
10 |  |  | Wanganui, Marton, Bulls, Flockhouse, Waitotara | 44.12
11
12
13
14
15 |  | Number of leaks detected by routine survey / total length of pipeline (leaks/1000 km) |  | Actual
16 |  |  | Wanganui, Marton, Bulls, Flockhouse, Waitotara | 39.39
17
18
19
20
21 |  | Number of third party damage events / total length of pipeline (events/km) |  | Actual
22 |  |  | Wanganui, Marton, Bulls, Flockhouse, Waitotara | 53.576
23
24
25
26
27 |  | Number of poor pressure events due to network causes |  | Actual
28 |  |  | Wanganui, Marton, Bulls, Flockhouse, Waitotara | 11
29
30
31
32
33
34 |  | Number of telephone calls to emergency numbers answered within 30 seconds / total number of calls |  | Actual
35 |  |  | Wanganui, Marton, Bulls, Flockhouse, Waitotara | 98.9%
36
37
38
39
40 |  | Product control—safety of distribution gas |  | Actual
41 |  | Number of non-compliant odour tests |  | 0
42 | 10b(ii): Consumer Service
43 |  | Response time to emergencies (RTE) |  | Proportion of emergencies responded to within 1 hour (%) | Proportion of emergencies responded to within 3 hours (%) | Average call response time (hours) | Number of emergencies
44 |  |  | Wanganui, Marton, Bulls, Flockhouse, Waitotara | 100% | 100% | 0.17 | 2
45
46
47
48
49 |  | Number of complaints |  | Actual
50 |  | Number of complaints per average total consumer numbers |  | 0

## Powerco s10b Central DY2014
|  |  |  | Company Name | Powerco Limited
|  |  |  | For Year Ended | 2014-09-30
|  |  |  | Network / Sub-network Name | Central Network
SCHEDULE 10b: REPORT ON NETWORK INTEGRITY AND CONSUMER SERVICE
This schedule requires a summary of the key measures of network Integrity (gas escapes, response time to emergencies etc) for the disclosure year.
sch ref
8 | 10b(i): System Condition and Integrity
9 |  | Number of confirmed public reported gas escapes / total length of pipeline (escapes/1000 km) |  | Actual
10 |  |  | Taranaki | 84.0804
11 |  |  | Manawatu & Horowhenua | 96.0869
12 |  |  | Hawke's Bay | 12.35
13
14
15 |  | Number of leaks detected by routine survey / total length of pipeline (leaks/1000 km) |  | Actual
16 |  |  | Taranaki | 8.0847
17 |  |  | Manawatu & Horowhenua | 25.6721
18 |  |  | Hawke's Bay | 16.4667
19
20
21 |  | Number of third party damage events / total length of pipeline (events/km) |  | Actual
22 |  |  | Taranaki | 58.2095
23 |  |  | Manawatu & Horowhenua | 63.8134
24 |  |  | Hawke's Bay | 32.9334
25
26
27 |  | Number of poor pressure events due to network causes |  | Actual
28 |  |  | Taranaki | 0
29 |  |  | Manawatu & Horowhenua | 0
30 |  |  | Hawke's Bay | 0
31
32
33
34 |  | Number of telephone calls to emergency numbers answered within 30 seconds / total number of calls |  | Actual
35 |  |  |  |  | Powerco is not required to report this
36 |  |  |  |  | information by subnetwork in its 2014 disclosure
37
38
39
40 |  | Product control—safety of distribution gas |  | Actual
41 |  | Number of non-compliant odour tests |  | 5
42 | 10b(ii): Consumer Service
43 |  | Response time to emergencies (RTE) |  | Proportion of emergencies responded to within 1 hour (%) | Proportion of emergencies responded to within 3 hours (%) | Average call response time (hours) | Number of emergencies
44 |  |  | Taranaki | 0% | 100% | 1.15 | 1
45 |  |  | Manawatu & Horowhenua | 100% | 100% | 0.05 | 1
46 |  |  | Hawke's Bay | 100% | 100% | 0.04 | 1
47
48
49 |  | Number of complaints |  | Actual
50 |  | Number of complaints per average total consumer numbers |  | 0.00020542

## Powerco s10b Lower DY2014
|  |  |  | Company Name | Powerco Limited
|  |  |  | For Year Ended | 2014-09-30
|  |  |  | Network / Sub-network Name | Lower network
SCHEDULE 10b: REPORT ON NETWORK INTEGRITY AND CONSUMER SERVICE
This schedule requires a summary of the key measures of network Integrity (gas escapes, response time to emergencies etc) for the disclosure year.
sch ref
8 | 10b(i): System Condition and Integrity
9 |  | Number of confirmed public reported gas escapes / total length of pipeline (escapes/1000 km) |  | Actual
10 |  |  | Wellington | 132.3025
11 |  |  | Hutt Valley and Porirua | 110.1321
12
13
14
15 |  | Number of leaks detected by routine survey / total length of pipeline (leaks/1000 km) |  | Actual
16 |  |  | Wellington | 8.5664
17 |  |  | Hutt Valley and Porirua | 21.0365
18
19
20
21 |  | Number of third party damage events / total length of pipeline (events/km) |  | Actual
22 |  |  | Wellington | 55.2054
23 |  |  | Hutt Valley and Porirua | 55.066
24
25
26
27 |  | Number of poor pressure events due to network causes |  | Actual
28 |  |  | Wellington | 1
29 |  |  | Hutt Valley and Porirua | 0
30
31
32
33
34 |  | Number of telephone calls to emergency numbers answered within 30 seconds / total number of calls |  | Actual
35 |  |  |  |  | Powerco is not required to report this
36 |  |  |  |  | information by subnetwork in its 2014 disclosure
37
38
39
40 |  | Product control—safety of distribution gas |  | Actual
41 |  | Number of non-compliant odour tests |  | 0
42 | 10b(ii): Consumer Service
43 |  | Response time to emergencies (RTE) |  | Proportion of emergencies responded to within 1 hour (%) | Proportion of emergencies responded to within 3 hours (%) | Average call response time (hours) | Number of emergencies
44 |  |  | Wellington | 100% | 100% | 0.1 | 5
45 |  |  | Hutt Valley and Porirua | 100% | 100% | 0.18 | 4
46
47
48
49 |  | Number of complaints |  | Actual
50 |  | Number of complaints per average total consumer numbers |  | 0.0002531

## Powerco s10b Total DY2014
|  |  |  | Company Name | Powerco Limited
|  |  |  | For Year Ended | 2014-09-30
|  |  |  | Network / Sub-network Name | Powerco Limited
SCHEDULE 10b: REPORT ON NETWORK INTEGRITY AND CONSUMER SERVICE
This schedule requires a summary of the key measures of network Integrity (gas escapes, response time to emergencies etc) for the disclosure year.
sch ref
8 | 10b(i): System Condition and Integrity
9 |  | Number of confirmed public reported gas escapes / total length of pipeline (escapes/1000 km) |  | Actual
10 |  |  | Wellington | 132.3025
11 |  |  | Hutt Valley and Porirua | 110.1321
12 |  |  | Taranaki | 84.0804
13 |  |  | Manawatu & Horowhenua | 96.0869
14 |  |  | Hawke's Bay | 12.35
15 |  | Number of leaks detected by routine survey / total length of pipeline (leaks/1000 km) |  | Actual
16 |  |  | Wellington | 8.5664
17 |  |  | Hutt Valley and Porirua | 21.0365
18 |  |  | Taranaki | 8.0847
19 |  |  | Manawatu & Horowhenua | 25.6721
20 |  |  | Hawke's Bay | 16.4667
21 |  | Number of third party damage events / total length of pipeline (events/km) |  | Actual
22 |  |  | Wellington | 55.2054
23 |  |  | Hutt Valley and Porirua | 55.066
24 |  |  | Taranaki | 58.2095
25 |  |  | Manawatu & Horowhenua | 63.8134
26 |  |  | Hawke's Bay | 32.9334
27 |  | Number of poor pressure events due to network causes
28 |  |  | Wellington | 1
29 |  |  | Hutt Valley and Porirua | 0
30 |  |  | Taranaki | 0
31 |  |  | Manawatu & Horowhenua | 0
32 |  |  | Hawke's Bay | 0
33
34 |  | Number of telephone calls to emergency numbers answered within 30 seconds / total number of calls |  | Actual
35 |  |  | Powerco | 92.33% | Powerco is not required to report this
36 |  |  |  |  | information by region in its 2014 disclosure
37
38
39
40 |  | Product control—safety of distribution gas |  | Actual
41 |  | Number of non-compliant odour tests |  | 5
42 | 10b(ii): Consumer Service
43 |  | Response time to emergencies (RTE) |  | Proportion of emergencies responded to within 1 hour (%) | Proportion of emergencies responded to within 3 hours (%) | Average call response time (hours) | Number of emergencies
44 |  |  | Wellington | 100% | 100% | 0.1 | 5
45 |  |  | Hutt Valley and Porirua | 100% | 100% | 0.18 | 4
46 |  |  | Taranaki | 0% | 100% | 1.15 | 1
47 |  |  | Manawatu & Horowhenua | 100% | 100% | 0.05 | 1
48 |  |  | Hawke's Bay | 100% | 100% | 0.04 | 1
49 |  | Number of complaints |  | Actual
50 |  | Number of complaints per average total consumer numbers |  | 0.00023284

## Vector GDB s10b Akl DY2014
|  |  |  | Company Name | Vector - gas distribution business
|  |  |  | For Year Ended | 2014-06-30
|  |  |  | Network / Sub-network Name | Auckland Network
SCHEDULE 10b: REPORT ON NETWORK INTEGRITY AND CONSUMER SERVICE
This schedule requires a summary of the key measures of network Integrity (gas escapes, response time to emergencies etc) for the disclosure year.
sch ref
8 | 10b(i): System Condition and Integrity
9 |  | Number of confirmed public reported gas escapes / total length of pipeline (escapes/1000 km) |  | Actual
10 |  |  | Auckland Region | 40.8
11
12
13
14
15 |  | Number of leaks detected by routine survey / total length of pipeline (leaks/1000 km) |  | Actual
16 |  |  | Auckland Region | 1.4
17
18
19
20
21 |  | Number of third party damage events / total length of pipeline (events/1000 km) |  | Actual
22 |  |  | Auckland Region | 60.7
23
24
25
26
27 |  | Number of poor pressure events due to network causes |  | Actual
28 |  |  | Auckland Region | 4
29
30
31
32
33
34 |  | Number of telephone calls to emergency numbers answered within 30 seconds / total number of calls |  | Actual
35 |  |  | Auckland Region | 91.67%
36
37
38
39
40 |  | Product control—safety of distribution gas |  | Actual
41 |  | Number of non-compliant odour tests |  | 2
42 | 10b(ii): Consumer Service
43 |  | Response time to emergencies (RTE) |  | Proportion of emergencies responded to within 1 hour (%) | Proportion of emergencies responded to within 3 hours (%) | Average call response time (hours) | Number of emergencies
44 |  |  | Auckland Region | 94% | 100% | 0.6 | 116
45
46
47
48
49 |  | Number of complaints |  | Actual
50 |  | Number of complaints per average total consumer numbers |  | 0.0014

## Vector GDB s10b NI DY2014
|  |  |  | Company Name | Vector - gas distribution business
|  |  |  | For Year Ended | 2014-06-30
|  |  |  | Network / Sub-network Name | North Island Network
SCHEDULE 10b: REPORT ON NETWORK INTEGRITY AND CONSUMER SERVICE
This schedule requires a summary of the key measures of network Integrity (gas escapes, response time to emergencies etc) for the disclosure year.
sch ref
8 | 10b(i): System Condition and Integrity
9 |  | Number of confirmed public reported gas escapes / total length of pipeline (escapes/1000 km) |  | Actual
10 |  |  | North Island Regions | 52.1
11
12
13
14
15 |  | Number of leaks detected by routine survey / total length of pipeline (leaks/1000 km) |  | Actual
16 |  |  | North Island Regions | 0.2
17
18
19
20
21 |  | Number of third party damage events / total length of pipeline (events/1000 km) |  | Actual
22 |  |  | North Island Regions | 60.9
23
24
25
26
27 |  | Number of poor pressure events due to network causes |  | Actual
28 |  |  | North Island Regions | 2
29
30
31
32
33
34 |  | Number of telephone calls to emergency numbers answered within 30 seconds / total number of calls |  | Actual
35 |  |  | North Island Regions | 91.67%
36
37
38
39
40 |  | Product control—safety of distribution gas |  | Actual
41 |  | Number of non-compliant odour tests |  | 3
42 | 10b(ii): Consumer Service
43 |  | Response time to emergencies (RTE) |  | Proportion of emergencies responded to within 1 hour (%) | Proportion of emergencies responded to within 3 hours (%) | Average call response time (hours) | Number of emergencies
44 |  |  | North Island Regions | 86.4% | 100% | 0.6 | 66
45
46
47
48
49 |  | Number of complaints |  | Actual
50 |  | Number of complaints per average total consumer numbers |  | 0.00043

## Vector GDB s10b Total DY2014
|  |  |  | Company Name | Vector - gas distribution business
|  |  |  | For Year Ended | 2014-06-30
|  |  |  | Network / Sub-network Name | Vector Network
SCHEDULE 10b: REPORT ON NETWORK INTEGRITY AND CONSUMER SERVICE
This schedule requires a summary of the key measures of network Integrity (gas escapes, response time to emergencies etc) for the disclosure year.
sch ref
8 | 10b(i): System Condition and Integrity
9 |  | Number of confirmed public reported gas escapes / total length of pipeline (escapes/1000 km) |  | Actual
10 |  |  | Vector Region | 46
11
12
13
14
15 |  | Number of leaks detected by routine survey / total length of pipeline (leaks/1000 km) |  | Actual
16 |  |  | Vector Region | 0.9
17
18
19
20
21 |  | Number of third party damage events / total length of pipeline (events/1000 km) |  | Actual
22 |  |  | Vector Region | 60.8
23
24
25
26
27 |  | Number of poor pressure events due to network causes |  | Actual
28 |  |  | Vector Region | 6
29
30
31
32
33
34 |  | Number of telephone calls to emergency numbers answered within 30 seconds / total number of calls |  | Actual
35 |  |  | Vector Region | 91.67%
36
37
38
39
40 |  | Product control—safety of distribution gas |  | Actual
41 |  | Number of non-compliant odour tests |  | 5
42 | 10b(ii): Consumer Service
43 |  | Response time to emergencies (RTE) |  | Proportion of emergencies responded to within 1 hour (%) | Proportion of emergencies responded to within 3 hours (%) | Average call response time (hours) | Number of emergencies
44 |  |  | Vector Region | 91.2% | 100% | 0.6 | 182
45
46
47
48
49 |  | Number of complaints |  | Actual
50 |  | Number of complaints per average total consumer numbers |  | 0.0018

## GasNet s11a AMP2013
[11 empty] | Company Name | GasNet Limited
[11 empty] | AMP Planning Period | 1 July 2013 – 30 June 2023
SCHEDULE 11a: REPORT ON FORECAST CAPITAL EXPENDITURE
This schedule requires a breakdown of forecast expenditure on assets for the current disclosure year and a 10 year planning period. The forecasts should be consistent with the supporting information set out in the AMP. The forecast is to be expressed in both constant price and nominal dollar terms. Also required is a forecast of the value of commissioned assets (i.e., the value of RAB additions) GDBs must provide explanatory comment on the difference between constant price and nominal dollar forecasts of expenditure on assets in Schedule 14a (Mandatory Explanatory Notes). This information is not part of audited disclosure information.
sch ref
7 | [5 empty] | Current Year CY | CY+1 | CY+2 | CY+3 | CY+4 | CY+5 | CY+6 | CY+7 | CY+8 | CY+9 | CY+10
8 |  |  |  |  | for year ended | 2013-06-30 | 2014-06-30 | 2015-06-30 | 2016-06-30 | 2017-06-30 | 2018-06-30 | 2019-06-30 | 2020-06-30 | 2021-06-30 | 2022-06-30 | 2023-06-30
9 | 11a(i): Expenditure on Assets Forecast |  |  |  |  | 2013-06-30: $000 (nominal dollars)
10 |  |  |  | Consumer connection |  | 70 | 76.575 | 78.165 | 86.1273 | 86.664 | 92.6772 | 102.2203 | 105.1836 | 108.1869 | 110.0469 | 113.1102
11 |  |  |  | System growth |  | 29 | 26.546 | 27.0972 | 31.899 | 32.499 | 33.099 | 34.8223 | 36.5856 | 38.3889 | 40.2322 | 42.1155
12 |  |  |  | Asset replacement and renewal |  | 384 | 402.274 | 302.238 | 308.357 | 433.32 | 452.353 | 470.6627 | 482.4726 | 494.4025 | 505.2691 | 517.419
13 |  |  |  | Asset relocations |  | 0 | 0 | 0 | 0 | 0 | 0 | 0 | 0 | 0 | 0 | 0
14 |  |  |  | Reliability, safety and environment:
15 |  |  |  | Quality of supply |  | 91 | 31.651 | 166.752 | 170.128 | 54.165 | 55.165 | 60.6582 | 61.7382 | 63.9815 | 65.0815 | 67.3848
16 |  |  |  | Legislative and regulatory |  | 0 | 0 | 0 | 0 | 0 | 0 | 0 | 0 | 0 | 0 | 0
17 |  |  |  | Other reliability, safety and environment |  | 27 | 38.798 | 41.688 | 42.532 | 43.332 | 44.132 | 50.5485 | 51.4485 | 52.3485 | 53.2485 | 54.1485
18 |  |  |  | Total reliability, safety and environment |  | 118 | 70.449 | 208.44 | 212.66 | 97.497 | 99.297 | 111.2067 | 113.1867 | 116.33 | 118.33 | 121.5333
19 |  |  | Expenditure on network assets |  |  | 601 | 575.844 | 615.9402 | 639.0433 | 649.98 | 677.4262 | 718.912 | 737.4285 | 757.3083 | 773.8782 | 794.178
20 |  |  |  | Non-network assets |  | 76 | 120.478 | 104.22 | 180.761 | 184.161 | 165.495 | 168.495 | 171.495 | 174.495 | 177.495 | 180.495
21 |  |  | Expenditure on assets |  |  | 677 | 696.322 | 720.1602 | 819.8043 | 834.141 | 842.9212 | 887.407 | 908.9235 | 931.8033 | 951.3732 | 974.673
22
|  | plus |  | Cost of financing |  | 0 | 0 | 0 | 0 | 0 | 0 | 0 | 0 | 0 | 0 | 0
24 |  | less |  | Value of capital contributions |  | 0 | 0 | 0 | 0 | 0 | 0 | 0 | 0 | 0 | 0 | 0
25 |  | plus |  | Value of vested assets |  | 0 | 0 | 0 | 0 | 0 | 0 | 0 | 0 | 0 | 0 | 0
26 |  |  | Capital expenditure forecast |  |  | 677 | 696.322 | 720.1602 | 819.8043 | 834.141 | 842.9212 | 887.407 | 908.9235 | 931.8033 | 951.3732 | 974.673
27
28 |  |  |  | Value of commissioned assets |  | 677 | 696.322 | 720.1602 | 819.8043 | 834.141 | 842.9212 | 887.407 | 908.9235 | 931.8033 | 951.3732 | 974.673
29
30 | [5 empty] | Current Year CY | CY+1 | CY+2 | CY+3 | CY+4 | CY+5 | CY+6 | CY+7 | CY+8 | CY+9 | CY+10
31 |  |  |  |  | for year ended | 2013-06-30 | 2014-06-30 | 2015-06-30 | 2016-06-30 | 2017-06-30 | 2018-06-30 | 2019-06-30 | 2020-06-30 | 2021-06-30 | 2022-06-30 | 2023-06-30
32 | [5 empty] | 2013-06-30: $000 (in constant prices)
33 |  |  |  | Consumer connection |  | 70 | 75 | 75 | 81 | 80 | 84 | 91 | 92 | 93 | 93 | 94
34 |  |  |  | System growth |  | 29 | 26 | 26 | 30 | 30 | 30 | 31 | 32 | 33 | 34 | 35
35 |  |  |  | Asset replacement and renewal |  | 384 | 394 | 290 | 290 | 400 | 410 | 419 | 422 | 425 | 427 | 430
36 |  |  |  | Asset relocations |  | 0 | 0 | 0 | 0 | 0 | 0 | 0 | 0 | 0 | 0 | 0
37 |  |  |  | Reliability, safety and environment:
38 |  |  |  | Quality of supply |  | 91 | 31 | 160 | 160 | 50 | 50 | 54 | 54 | 55 | 55 | 56
39 |  |  |  | Legislative and regulatory |  | 0 | 0 | 0 | 0 | 0 | 0 | 0 | 0 | 0 | 0 | 0
40 |  |  |  | Other reliability, safety and environment |  | 27 | 38 | 40 | 40 | 40 | 40 | 45 | 45 | 45 | 45 | 45
41 |  |  |  | Total reliability, safety and environment |  | 118 | 69 | 200 | 200 | 90 | 90 | 99 | 99 | 100 | 100 | 101
42 |  |  | Expenditure on network assets |  |  | 601 | 564 | 591 | 601 | 600 | 614 | 640 | 645 | 651 | 654 | 660
43 |  |  |  | Non-network assets |  | 76 | 118 | 100 | 170 | 170 | 150 | 150 | 150 | 150 | 150 | 150
44 |  |  | Expenditure on assets |  |  | 677 | 682 | 691 | 771 | 770 | 764 | 790 | 795 | 801 | 804 | 810
45 |  | Subcomponents of expenditure on assets (where known)
46 |  |  |  | Research and development |  | 0 | 0 | 0 | 0 | 0 | 0 | 0 | 0 | 0 | 0 | 0
47
48 | [5 empty] | Current Year CY | CY+1 | CY+2 | CY+3 | CY+4 | CY+5 | CY+6 | CY+7 | CY+8 | CY+9 | CY+10
49 |  |  |  |  | for year ended | 2013-06-30 | 2014-06-30 | 2015-06-30 | 2016-06-30 | 2017-06-30 | 2018-06-30 | 2019-06-30 | 2020-06-30 | 2021-06-30 | 2022-06-30 | 2023-06-30
50 |  | Difference between nominal and constant price forecasts |  |  |  | 2013-06-30: $000
51 |  |  |  | Consumer connection |  | 0 | 1.575 | 3.165 | 5.1273 | 6.664 | 8.6772 | 11.2203 | 13.1836 | 15.1869 | 17.0469 | 19.1102
52 |  |  |  | System growth |  | 0 | 0.546 | 1.0972 | 1.899 | 2.499 | 3.099 | 3.8223 | 4.5856 | 5.3889 | 6.2322 | 7.1155
53 |  |  |  | Asset replacement and renewal |  | 0 | 8.274 | 12.238 | 18.357 | 33.32 | 42.353 | 51.6627 | 60.4726 | 69.4025 | 78.2691 | 87.419
54 |  |  |  | Asset relocations |  | 0 | 0 | 0 | 0 | 0 | 0 | 0 | 0 | 0 | 0 | 0
55 |  |  |  | Reliability, safety and environment: | bar: 2013-06-30 to 2021-06-30
56 |  |  |  | Quality of supply |  | 0 | 0.651 | 6.752 | 10.128 | 4.165 | 5.165 | 6.6582 | 7.7382 | 8.9815 | 10.0815 | 11.3848
57 |  |  |  | Legislative and regulatory |  | 0 | 0 | 0 | 0 | 0 | 0 | 0 | 0 | 0 | 0 | 0
58 |  |  |  | Other reliability, safety and environment |  | 0 | 0.798 | 1.688 | 2.532 | 3.332 | 4.132 | 5.5485 | 6.4485 | 7.3485 | 8.2485 | 9.1485
59 |  |  |  | Total reliability, safety and environment |  | 0 | 1.449 | 8.44 | 12.66 | 7.497 | 9.297 | 12.2067 | 14.1867 | 16.33 | 18.33 | 20.5333
60 |  |  | Expenditure on network assets |  |  | 0 | 11.844 | 24.9402 | 38.0433 | 49.98 | 63.4262 | 78.912 | 92.4285 | 106.3083 | 119.8782 | 134.178
61 |  |  |  | Non-network assets |  | 0 | 2.478 | 4.22 | 10.761 | 14.161 | 15.495 | 18.495 | 21.495 | 24.495 | 27.495 | 30.495
62 |  |  | Expenditure on assets |  |  | 0 | 14.322 | 29.1602 | 48.8043 | 64.141 | 78.9212 | 97.407 | 113.9235 | 130.8033 | 147.3732 | 164.673
70 | [5 empty] | 2013-06-30: Current Year CY
71 | [5 empty] | 2014-06-30: CY+1; 2015-06-30: CY+2; 2016-06-30: CY+3; 2017-06-30: CY+4; 2018-06-30: CY+5
72 | 11a(ii): Consumer Connection |  |  |  | for year ended | 2013-06-30 | 2014-06-30 | 2015-06-30 | 2016-06-30 | 2017-06-30 | 2018-06-30
73 |  |  |  | Consumer types defined by GDB* |  | 2013-06-30: $000 (in constant prices)
74 |  |  |  | Domestic |  | 63 | 60 | 60 | 70 | 70 | 73
75 |  |  |  | Non domestic |  | 7 | 15 | 15 | 11 | 10 | 11
76
77
78
79 |  |  |  | * include additional rows if needed
80 |  |  | Consumer connection expenditure |  |  | 70 | 75 | 75 | 81 | 80 | 84
81 |  | less |  | Capital contributions funding consumer connection
82 |  |  | Consumer connection less capital contributions |  |  | 70 | 75 | 75 | 81 | 80 | 84
83 | 11a(iii): System Growth
84 |  |  | Intermediate pressure
85 |  |  |  | Main pipe |  | 0 | 0 | 0 | 0 | 0 | 0
86 |  |  |  | Service pipe |  | 0 | 0 | 0 | 0 | 0 | 0
87 |  |  |  | Stations |  | 0 | 0 | 0 | 0 | 0 | 0
88 |  |  |  | Line valve |  | 0 | 0 | 0 | 0 | 0 | 0
89 |  |  |  | Special crossings |  | 0 | 0 | 0 | 0 | 0 | 0
90 |  |  | Intermediate Pressure total |  |  | 0 | 0 | 0 | 0 | 0 | 0
91 |  |  | Medium pressure
92 |  |  |  | Main pipe |  | 13 | 10 | 10 | 12 | 12 | 12
93 |  |  |  | Service pipe |  | 0 | 0 | 0 | 0 | 0 | 0
94 |  |  |  | Stations
95 |  |  |  | Line valve
96 |  |  |  | Special crossings
97 |  |  |  | Medium Pressure total |  | 13 | 10 | 10 | 12 | 12 | 12
98 |  |  | Low Pressure
99 |  |  |  | Main pipe |  | 16 | 16 | 16 | 18 | 18 | 18
100 |  |  |  | Service pipe |  | 0 | 0 | 0 | 0 | 0 | 0
101 |  |  |  | Line valve
102 |  |  |  | Special crossings
103 |  |  | Low Pressure total |  |  | 16 | 16 | 16 | 18 | 18 | 18
104 |  |  | Other assets
105 |  |  |  | Monitoring and control systems |  | 0 | 0 | 0 | 0 | 0 | 0
106 |  |  |  | Cathodic protection systems |  | 0 | 0 | 0 | 0 | 0 | 0
107 |  |  |  | Other assets (other than above) |  | 0 | 0 | 0 | 0 | 0 | 0
108 |  |  | Other total |  |  | 0 | 0 | 0 | 0 | 0 | 0
109
110 |  |  | System growth expenditure |  |  | 29 | 26 | 26 | 30 | 30 | 30
111 |  | less |  | Capital contributions funding system growth
112 |  |  | System growth less capital contributions |  |  | 29 | 26 | 26 | 30 | 30 | 30
120 | [5 empty] | 2013-06-30: Current Year CY
121 | [6 empty] | CY+1 | CY+2 | CY+3 | CY+4 | CY+5
122 | 11a(iv): Asset Replacement and Renewal |  |  |  | for year ended | 2013-06-30 | 2014-06-30 | 2015-06-30 | 2016-06-30 | 2017-06-30 | 2018-06-30
123 |  |  | Intermediate pressure |  |  | 2013-06-30: $000 (in constant prices)
124 |  |  |  | Main pipe |  | 0 | 0 | 0 | 0 | 0 | 0
125 |  |  |  | Service pipe |  | 0 | 0 | 0 | 0 | 0 | 0
126 |  |  |  | Stations |  | 0 | 0 | 0 | 0 | 0 | 0
127 |  |  |  | Line valve |  | 0 | 0 | 0 | 0 | 0 | 0
128 |  |  |  | Special crossings |  | 0 | 0 | 0 | 0 | 0 | 0
129 |  |  | Intermediate Pressure total |  |  | 0 | 0 | 0 | 0 | 0 | 0
130 |  |  | Medium pressure
131 |  |  |  | Main pipe |  | 0 | 0 | 0 | 0 | 0 | 0
132 |  |  |  | Service pipe |  | 0 | 0 | 0 | 0 | 0 | 0
133 |  |  |  | Station |  | 0 | 0 | 0 | 0 | 0 | 0
134 |  |  |  | Line valve |  | 0 | 0 | 0 | 0 | 0 | 0
135 |  |  |  | Special crossings |  | 0 | 0 | 0 | 0 | 0 | 0
136 |  |  | Medium Pressure total |  |  | 0 | 0 | 0 | 0 | 0 | 0
137 |  |  | Low Pressure
138 |  |  |  | Main pipe |  | 190 | 264 | 150 | 150 | 260 | 270
139 |  |  |  | Service pipe |  | 194 | 130 | 130 | 130 | 130 | 130
140 |  |  |  | Line valve | bar: 2013-06-30 to 2018-06-30
141 |  |  |  | Special crossings |  | 0 | 0 | 10 | 10 | 10 | 10
142 |  |  | Low Pressure total |  |  | 384 | 394 | 290 | 290 | 400 | 410
143 |  |  | Other assets
144 |  |  |  | Monitoring and control systems
145 |  |  |  | Cathodic protection systems
Other assets (other than above)
147 |  |  | Other total |  |  | 0 | 0 | 0 | 0 | 0 | 0
148
149 |  |  | Asset replacement and renewal expenditure |  |  | 384 | 394 | 290 | 290 | 400 | 410
150 |  | less |  | Capital contributions funding asset replacement and renewal
151 |  |  | Asset replacement and renewal less capital contributions |  |  | 384 | 394 | 290 | 290 | 400 | 410
152
153 | 11a(v): Asset Relocations
154 |  |  |  | Project or programme*
155 |  |  |  | Not currently planned
156
157
158
159
160 |  |  |  | * include additional rows if needed
161 |  |  |  | All other asset relocations projects or programmes
162 |  |  | Asset relocations expenditure |  |  | 0 | 0 | 0 | 0 | 0 | 0
163 |  | less |  | Capital contributions funding asset relocations
164 |  |  | Asset relocations less capital contributions |  |  | 0 | 0 | 0 | 0 | 0 | 0
172 | [5 empty] | Current Year CY | CY+1 | CY+2 | CY+3 | CY+4 | CY+5
173 | 11a(vi): Quality of Supply |  |  |  | for year ended | 2013-06-30 | 2014-06-30 | 2015-06-30 | 2016-06-30 | 2017-06-30 | 2018-06-30
174
175 |  |  |  | Project or programme* |  | 2013-06-30: $000 (in constant prices)
176 |  |  |  | System reinforcement |  | 91 | 31 | 110 | 110 | 0 | 0
177 |  |  |  | Low pressure network uprating |  | 0 | 0 | 50 | 50 | 50 | 50
178
179
180
181 |  |  |  | * include additional rows if needed
182 |  |  |  | All other quality of supply projects or programmes
183 |  |  | Quality of supply expenditure |  |  | 91 | 31 | 160 | 160 | 50 | 50
184 |  | less |  | Capital contributions funding quality of supply
185 |  |  | Quality of supply less capital contributions |  |  | 91 | 31 | 160 | 160 | 50 | 50
186
187 | 11a(vii): Legislative and Regulatory
188 |  |  |  | Project or programme
189 |  |  |  | Not currently planned |  | 0 | 0 | 0 | 0 | 0 | 0
190
191
192
193
194 |  |  |  | * include additional rows if needed
195 |  |  |  | All other legislative and regulatory projects or programmes
196 |  |  | Legislative and regulatory expenditure |  |  | 0 | 0 | 0 | 0 | 0 | 0
197 |  | less |  | Capital contributions funding legislative and regulatory
198 |  |  | Legislative and regulatory less capital contributions |  |  | 0 | 0 | 0 | 0 | 0 | 0
199 | 11a(viii): Other Reliability, Safety and Environment
200 |  |  |  | Project or programme*
201 |  |  |  | DRS Isolation Valves |  | 16 | 15 | 15 | 15 | 15 | 15
202 |  |  |  | Remote network pressure monitoring |  | 11 | 23 | 0 | 0 | 0 | 0
203 |  |  |  | DRS Metering |  | 0 | 0 | 25 | 25 | 25 | 25
204 | [5 empty] | 0 | 0 | 0 | 0 | 0 | 0
205 | [5 empty] | 0 | 0 | 0 | 0 | 0 | 0
206 |  |  |  | * include additional rows if needed
207 |  |  |  | All other reliability, safety and environment projects or programmes
208 |  |  | Other reliability, safety and environment expenditure |  |  | 27 | 38 | 40 | 40 | 40 | 40
209 |  | less |  | Capital contributions funding other reliability, safety and environment
210 |  |  | Other Reliability, safety and environment less capital contributions |  |  | 27 | 38 | 40 | 40 | 40 | 40
211 | 11a(ix): Non-Network Assets
212 |  | Routine expenditure
213 |  |  |  | Project or programme*
214 |  |  |  | information and technology systems |  | 53 | 55 | 60 | 60 | 65 | 65
215 |  |  |  | office buildings, depots and workshops |  | 2013-06-30: 0; 2016-06-30: 10
216 |  |  |  | office furniture and equipment |  | 7 | 8 | 10 | 0 | 5 | 5
217 |  |  |  | motor vehicles |  | 0 | 35 | 0 | 75 | 75 | 40
218 |  |  |  | tools, plant and machinery |  | 16 | 20 | 30 | 25 | 25 | 40
219 |  |  |  | * include additional rows if needed
220 |  |  |  | All other routine expenditure projects or programmes
221 |  |  | Routine expenditure |  |  | 76 | 118 | 100 | 170 | 170 | 150
222 |  | Atypical expenditure
223 |  |  |  | Project or programme*
224 |  |  |  | [Description of material project or programme]
225 |  |  |  | [Description of material project or programme]
226 |  |  |  | [Description of material project or programme]
227 |  |  |  | [Description of material project or programme]
228 |  |  |  | [Description of material project or programme]
229 |  |  |  | * include additional rows if needed
230 |  |  |  | All other atypical expenditure projects or programmes
231 |  |  | Atypical expenditure |  |  | 0 | 0 | 0 | 0 | 0 | 0
232
233 |  |  | Non-network assets expenditure |  |  | 76 | 118 | 100 | 170 | 170 | 150

## Powerco s11a AMP2013
[11 empty] | Company Name | Powerco
[11 empty] | AMP Planning Period | 1 October 2013 – 30 September 2023
SCHEDULE 11a: REPORT ON FORECAST CAPITAL EXPENDITURE
This schedule requires a breakdown of forecast expenditure on assets for the current disclosure year and a 10 year planning period. The forecasts should be consistent with the supporting information set out in the AMP. The forecast is to be expressed in both constant price and nominal dollar terms. Also required is a forecast of the value of commissioned assets (i.e., the value of RAB additions) GDBs must provide explanatory comment on the difference between constant price and nominal dollar forecasts of expenditure on assets in Schedule 14a (Mandatory Explanatory Notes). This information is not part of audited disclosure information.
sch ref
7 | [5 empty] | Current Year CY | CY+1 | CY+2 | CY+3 | CY+4 | CY+5 | CY+6 | CY+7 | CY+8 | CY+9 | CY+10
8 |  |  |  |  | for year ended | 2013-09-30 | 2014-09-30 | 2015-09-30 | 2016-09-30 | 2017-09-30 | 2018-09-30 | 2019-09-30 | 2020-09-30 | 2021-09-30 | 2022-09-30 | 2023-09-30
9 | 11a(i): Expenditure on Assets Forecast |  |  |  |  | 2013-09-30: $000 (nominal dollars)
10 |  |  |  | Consumer connection |  | 3487.243 | 3707.3343 | 3861.2233 | 3952.1494 | 4039.9401 | 4128.8188 | 4219.6528 | 4312.4851 | 4407.3598 | 4504.3217 | 4603.4168
11 |  |  |  | System growth |  | 2071.0411 | 3176.6903 | 3217.4479 | 3629.5672 | 3989.2384 | 3431.5156 | 3803.6728 | 3802.2475 | 3796.2005 | 3721.3781 | 3760.6636
12 |  |  |  | Asset replacement and renewal |  | 1345.56 | 1735.6434 | 2976.5829 | 3046.677 | 3114.354 | 3564.8142 | 3252.893 | 3324.4566 | 3397.5947 | 3472.3417 | 3548.7333
13 |  |  |  | Asset relocations |  | 112.13 | 115.7096 | 119.0633 | 121.8671 | 124.5742 | 127.3148 | 130.1157 | 132.9783 | 135.9038 | 138.8937 | 141.9493
14 |  |  |  | Reliability, safety and environment:
15 |  |  |  | Quality of supply |  | 549.437 | 2534.0394 | 773.9115 | 645.8955 | 772.3598 | 636.574 | 650.5786 | 664.8913 | 1087.2303 | 694.4683 | 709.7467
16 |  |  |  | Legislative and regulatory |  | 0 | 0 | 0 | 0 | 0 | 0 | 0 | 0 | 0 | 0 | 0
17 |  |  |  | Other reliability, safety and environment |  | 325.177 | 1619.9338 | 1878.8191 | 1462.4049 | 1544.7196 | 1003.2406 | 1100.2585 | 1216.3788 | 1355.8632 | 1871.1711 | 2081.8802
18 |  |  |  | Total reliability, safety and environment |  | 874.614 | 4153.9732 | 2652.7306 | 2108.3005 | 2317.0794 | 1639.8145 | 1750.8371 | 1881.2701 | 2443.0934 | 2565.6394 | 2791.6269
19 |  |  | Expenditure on network assets |  |  | 7890.5881 | 12889.3508 | 12827.048 | 12858.5611 | 13585.1861 | 12892.2779 | 13157.1714 | 13453.4376 | 14180.1522 | 14402.5747 | 14846.3899
20 |  |  |  | Non-network assets |  | 933.0726 | 859.1918 | 878.4682 | 899.8503 | 919.7846 | 1613.6955 | 1759.4389 | 1207.2149 | 1233.7736 | 1260.9166 | 1288.6568
21 |  |  | Expenditure on assets |  |  | 8823.6607 | 13748.5426 | 13705.5162 | 13758.4114 | 14504.9707 | 14505.9734 | 14916.6103 | 14660.6525 | 15413.9258 | 15663.4913 | 16135.0467
22
|  | plus |  | Cost of financing |  | 70.5 | 153.222 | 170.7858 | 179.9696 | 185.4289 | 189.4377 | 193.9393 | 198.206 | 202.5665 | 207.023 | 211.5775
24 |  | less |  | Value of capital contributions |  | 774.852 | 617.465 | 631.9433 | 646.8043 | 660.9478 | 675.4886 | 690.3493 | 705.537 | 721.0589 | 736.9221 | 753.1344
25 |  | plus |  | Value of vested assets |  | 0 | 0 | 0 | 0 | 0 | 0 | 0 | 0 | 0 | 0 | 0
26 |  |  | Capital expenditure forecast |  |  | 8119.3087 | 13284.2996 | 13244.3587 | 13291.5767 | 14029.4518 | 14019.9225 | 14420.2003 | 14153.3215 | 14895.4335 | 15133.5921 | 15593.4897
27
28 |  |  |  | Value of commissioned assets |  | 7713.3433 | 12620.0846 | 12582.1407 | 12626.9979 | 13327.9792 | 13318.9264 | 13699.1903 | 13445.6554 | 14150.6618 | 14376.9125 | 14813.8152
29
30 | [5 empty] | Current Year CY | CY+1 | CY+2 | CY+3 | CY+4 | CY+5 | CY+6 | CY+7 | CY+8 | CY+9 | CY+10
31 |  |  |  |  | for year ended | 2013-09-30 | 2014-09-30 | 2015-09-30 | 2016-09-30 | 2017-09-30 | 2018-09-30 | 2019-09-30 | 2020-09-30 | 2021-09-30 | 2022-09-30 | 2023-09-30
32 | [5 empty] | 2013-09-30: $000 (in constant prices)
33 |  |  |  | Consumer connection |  | 3487.243 | 3618.918 | 3689.5611 | 3689.5611 | 3689.5611 | 3689.5611 | 3689.5611 | 3689.5611 | 3689.5611 | 3689.5611 | 3689.5611
34 |  |  |  | System growth |  | 2071.0411 | 3100.9293 | 3074.4067 | 3388.4119 | 3643.2567 | 3066.4428 | 3325.8384 | 3253.0256 | 3177.9374 | 3048.2396 | 3014.1086
35 |  |  |  | Asset replacement and renewal |  | 1345.56 | 1694.25 | 2844.25 | 2844.25 | 2844.25 | 3185.56 | 2844.25 | 2844.25 | 2844.25 | 2844.25 | 2844.25
36 |  |  |  | Asset relocations |  | 112.13 | 112.95 | 113.77 | 113.77 | 113.77 | 113.77 | 113.77 | 113.77 | 113.77 | 113.77 | 113.77
37 |  |  |  | Reliability, safety and environment:
38 |  |  |  | Quality of supply |  | 549.437 | 2473.605 | 739.505 | 602.981 | 705.374 | 568.85 | 568.85 | 568.85 | 910.16 | 568.85 | 568.85
39 |  |  |  | Legislative and regulatory |  | 0 | 0 | 0 | 0 | 0 | 0 | 0 | 0 | 0 | 0 | 0
40 |  |  |  | Other reliability, safety and environment |  | 325.177 | 1581.3 | 1795.2906 | 1365.24 | 1410.748 | 896.5076 | 962.0391 | 1040.6769 | 1135.0423 | 1532.7058 | 1668.592
41 |  |  |  | Total reliability, safety and environment |  | 874.614 | 4054.905 | 2534.7956 | 1968.221 | 2116.122 | 1465.3576 | 1530.8891 | 1609.5269 | 2045.2023 | 2101.5558 | 2237.442
42 |  |  | Expenditure on network assets |  |  | 7890.5881 | 12581.9523 | 12256.7834 | 12004.214 | 12406.9598 | 11520.6915 | 11504.3086 | 11510.1337 | 11870.7208 | 11797.3765 | 11899.1317
43 |  |  |  | Non-network assets |  | 933.0726 | 838.7009 | 839.4133 | 840.0626 | 840.0128 | 1442.0173 | 1538.4103 | 1032.8367 | 1032.8367 | 1032.8367 | 1032.8367
44 |  |  | Expenditure on assets |  |  | 8823.6607 | 13420.6532 | 13096.1967 | 12844.2766 | 13246.9726 | 12962.7088 | 13042.719 | 12542.9704 | 12903.5576 | 12830.2133 | 12931.9684
45 |  | Subcomponents of expenditure on assets (where known)
46 |  |  |  | Research and development |  | 0 | 0 | 0 | 0 | 0 | 0 | 0 | 0 | 0 | 0 | 0
47
48 | [5 empty] | Current Year CY | CY+1 | CY+2 | CY+3 | CY+4 | CY+5 | CY+6 | CY+7 | CY+8 | CY+9 | CY+10
49 |  |  |  |  | for year ended | 2013-09-30 | 2014-09-30 | 2015-09-30 | 2016-09-30 | 2017-09-30 | 2018-09-30 | 2019-09-30 | 2020-09-30 | 2021-09-30 | 2022-09-30 | 2023-09-30
50 |  | Difference between nominal and constant price forecasts |  |  |  | 2013-09-30: $000
51 |  |  |  | Consumer connection |  | 0 | 88.4163 | 171.6622 | 262.5883 | 350.379 | 439.2577 | 530.0917 | 622.924 | 717.7987 | 814.7606 | 913.8557
52 |  |  |  | System growth |  | 0 | 75.761 | 143.0412 | 241.1553 | 345.9817 | 365.0728 | 477.8344 | 549.2219 | 618.2631 | 673.1385 | 746.555
53 |  |  |  | Asset replacement and renewal |  | 0 | 41.3934 | 132.3329 | 202.427 | 270.104 | 379.2542 | 408.643 | 480.2066 | 553.3447 | 628.0917 | 704.4833
54 |  |  |  | Asset relocations |  | 0 | 2.7596 | 5.2933 | 8.0971 | 10.8042 | 13.5448 | 16.3457 | 19.2083 | 22.1338 | 25.1237 | 28.1793
55 |  |  |  | Reliability, safety and environment: | bar: 2013-09-30 to 2021-09-30
56 |  |  |  | Quality of supply |  | 0 | 60.4344 | 34.4065 | 42.9145 | 66.9858 | 67.724 | 81.7286 | 96.0413 | 177.0703 | 125.6183 | 140.8967
57 |  |  |  | Legislative and regulatory |  | 0 | 0 | 0 | 0 | 0 | 0 | 0 | 0 | 0 | 0 | 0
58 |  |  |  | Other reliability, safety and environment |  | 0 | 38.6338 | 83.5285 | 97.1649 | 133.9716 | 106.733 | 138.2194 | 175.7018 | 220.8208 | 338.4653 | 413.2883
59 |  |  |  | Total reliability, safety and environment |  | 0 | 99.0682 | 117.935 | 140.0795 | 200.9574 | 174.4569 | 219.948 | 271.7432 | 397.8911 | 464.0836 | 554.1849
60 |  |  | Expenditure on network assets |  |  | 0 | 307.3985 | 570.2646 | 854.3471 | 1178.2263 | 1371.5864 | 1652.8627 | 1943.304 | 2309.4313 | 2605.1981 | 2947.2582
61 |  |  |  | Non-network assets |  | 0 | 20.4909 | 39.0549 | 59.7878 | 79.7718 | 171.6782 | 221.0286 | 174.3781 | 200.9369 | 228.0799 | 255.8201
62 |  |  | Expenditure on assets |  |  | 0 | 327.8893 | 609.3195 | 914.1348 | 1257.998 | 1543.2646 | 1873.8913 | 2117.6821 | 2510.3682 | 2833.278 | 3203.0783
70 | [5 empty] | 2013-09-30: Current Year CY
71 | [5 empty] | 2014-09-30: CY+1; 2015-09-30: CY+2; 2016-09-30: CY+3; 2017-09-30: CY+4; 2018-09-30: CY+5
72 | 11a(ii): Consumer Connection |  |  |  | for year ended | 2013-09-30 | 2014-09-30 | 2015-09-30 | 2016-09-30 | 2017-09-30 | 2018-09-30
73 |  |  |  | Consumer types defined by GDB* |  | 2013-09-30: $000 (in constant prices)
74 |  |  |  | Residential / Small Commercial |  | 2723.6377 | 2849.7285 | 2921.6136 | 2921.6136 | 2921.6136 | 2921.6136
75 |  |  |  | Commercial |  | 679.5078 | 684.477 | 682.62 | 682.62 | 682.62 | 682.62
76 |  |  |  | Industrial |  | 84.0975 | 84.7125 | 85.3275 | 85.3275 | 85.3275 | 85.3275
77 |  |  |  | - |  | 0 | 0 | 0 | 0 | 0 | 0
78 |  |  |  | - |  | 0 | 0 | 0 | 0 | 0 | 0
79 |  |  |  | * include additional rows if needed
80 |  |  | Consumer connection expenditure |  |  | 3487.243 | 3618.918 | 3689.5611 | 3689.5611 | 3689.5611 | 3689.5611
81 |  | less |  | Capital contributions funding consumer connection |  | 774.852 | 602.739 | 603.8484 | 603.8294 | 603.6246 | 603.6246
82 |  |  | Consumer connection less capital contributions |  |  | 2712.391 | 3016.179 | 3085.7127 | 3085.7317 | 3085.9365 | 3085.9365
83 | 11a(iii): System Growth
84 |  |  | Intermediate pressure
85 |  |  |  | Main pipe |  | 70.6641 | 312.4346 | 101.0171 | 92.3218 | 120.4263 | 100.7454
86 |  |  |  | Service pipe |  | 29.6187 | 36.2708 | 42.3411 | 38.6965 | 50.4765 | 42.2272
87 |  |  |  | Stations |  | 0 | 225.9 | 0 | 0 | 0 | 0
88 |  |  |  | Line valve |  | 1.1104 | 1.3597 | 1.5873 | 1.4507 | 1.8923 | 1.583
89 |  |  |  | Special crossings |  | 0.056226 | 0.068854 | 0.080377 | 0.073459 | 0.095821 | 0.080161
90 |  |  | Intermediate Pressure total |  |  | 101.4493 | 576.034 | 145.0259 | 132.5424 | 172.8909 | 144.6358
91 |  |  | Medium pressure
92 |  |  |  | Main pipe |  | 1354.1152 | 1736.9127 | 2015.0082 | 2125.7431 | 2386.9412 | 2009.8012
93 |  |  |  | Service pipe |  | 567.575 | 728.0239 | 844.5871 | 891.0014 | 1000.4822 | 842.4046
94 |  |  |  | Stations |  | 0 | 0 | 0 | 170.655 | 0 | 0
95 |  |  |  | Line valve |  | 21.2775 | 27.2925 | 31.6622 | 33.4022 | 37.5065 | 31.5804
96 |  |  |  | Special crossings |  | 1.0774 | 1.382 | 1.6033 | 1.6914 | 1.8992 | 1.5992
97 |  |  |  | Medium Pressure total |  | 1944.0452 | 2493.6112 | 2892.8609 | 3222.4931 | 3426.8291 | 2885.3853
98 |  |  | Low Pressure
99 |  |  |  | Main pipe |  | 17.7944 | 21.7908 | 25.4377 | 23.2481 | 30.3253 | 25.3693
100 |  |  |  | Service pipe |  | 7.4585 | 9.1336 | 10.6622 | 9.7444 | 12.7108 | 10.6335
101 |  |  |  | Line valve |  | 0.27961 | 0.3424 | 0.39971 | 0.3653 | 0.47651 | 0.39863
102 |  |  |  | Special crossings |  | 0.014159 | 0.017339 | 0.02024 | 0.018498 | 0.024129 | 0.020186
103 |  |  | Low Pressure total |  |  | 25.5466 | 31.2841 | 36.5199 | 33.3763 | 43.5367 | 36.4216
104 |  |  | Other assets
105 |  |  |  | Monitoring and control systems |  | 0 | 0 | 0 | 0 | 0 | 0
106 |  |  |  | Cathodic protection systems |  | 0 | 0 | 0 | 0 | 0 | 0
107 |  |  |  | Other assets (other than above) |  | 0 | 0 | 0 | 0 | 0 | 0
108 |  |  | Other total |  |  | 0 | 0 | 0 | 0 | 0 | 0
109
110 |  |  | System growth expenditure |  |  | 2071.0411 | 3100.9293 | 3074.4067 | 3388.4119 | 3643.2567 | 3066.4428
111 |  | less |  | Capital contributions funding system growth |  | 0 | 0 | 0 | 0 | 0 | 0
112 |  |  | System growth less capital contributions |  |  | 2071.0411 | 3100.9293 | 3074.4067 | 3388.4119 | 3643.2567 | 3066.4428
120 | [5 empty] | 2013-09-30: Current Year CY
121 | [6 empty] | CY+1 | CY+2 | CY+3 | CY+4 | CY+5
122 | 11a(iv): Asset Replacement and Renewal |  |  |  | for year ended | 2013-09-30 | 2014-09-30 | 2015-09-30 | 2016-09-30 | 2017-09-30 | 2018-09-30
123 |  |  | Intermediate pressure |  |  | 2013-09-30: $000 (in constant prices)
124 |  |  |  | Main pipe |  | 45.9106 | 46.2463 | 46.5821 | 46.5821 | 46.5821 | 58.2276
125 |  |  |  | Service pipe |  | 19.2433 | 19.3841 | 19.5248 | 19.5248 | 19.5248 | 24.406
126 |  |  |  | Stations |  | 0 | 0 | 0 | 0 | 0 | 0
127 |  |  |  | Line valve |  | 0.7214 | 0.72668 | 0.73195 | 0.73195 | 0.73195 | 0.91494
128 |  |  |  | Special crossings |  | 0.03653 | 0.036797 | 0.037064 | 0.037064 | 0.037064 | 0.046331
129 |  |  | Intermediate Pressure total |  |  | 65.9119 | 66.3939 | 66.8759 | 66.8759 | 66.8759 | 83.5949
130 |  |  | Medium pressure
131 |  |  |  | Main pipe |  | 879.7717 | 886.2054 | 1685.0985 | 1685.0985 | 1685.0985 | 1908.2583
132 |  |  |  | Service pipe |  | 368.7547 | 371.4514 | 706.3061 | 706.3061 | 706.3061 | 799.8431
133 |  |  |  | Station |  | 0 | 0 | 0 | 0 | 0 | 0
134 |  |  |  | Line valve |  | 13.824 | 13.9251 | 26.4783 | 26.4783 | 26.4783 | 29.9849
135 |  |  |  | Special crossings |  | 0.70002 | 0.70514 | 1.3408 | 1.3408 | 1.3408 | 1.5184
136 |  |  | Medium Pressure total |  |  | 1263.0505 | 1272.2871 | 2419.2237 | 2419.2237 | 2419.2237 | 2739.6046
137 |  |  | Low Pressure
138 |  |  |  | Main pipe |  | 11.561 | 11.6456 | 11.7301 | 11.7301 | 11.7301 | 14.6627
139 |  |  |  | Service pipe |  | 4.8458 | 4.8812 | 4.9167 | 4.9167 | 4.9167 | 6.1458
140 |  |  |  | Line valve |  | 0.18166 | 0.18299 | 0.18432 | 0.18432 | 0.18432 | 0.2304
141 |  |  |  | Special crossings |  | 0.0091989 | 0.0092662 | 0.0093334 | 0.0093334 | 0.0093334 | 0.011667
142 |  |  | Low Pressure total |  |  | 16.5977 | 16.7191 | 16.8404 | 16.8404 | 16.8404 | 21.0505
143 |  |  | Other assets
144 |  |  |  | Monitoring and control systems |  | 0 | 0 | 0 | 0 | 0 | 0
145 |  |  |  | Cathodic protection systems |  | 0 | 338.85 | 341.31 | 341.31 | 341.31 | 341.31
|  |  |  | Other assets (other than above) |  | 0 | 0 | 0 | 0 | 0 | 0
147 |  |  | Other total |  |  | 0 | 338.85 | 341.31 | 341.31 | 341.31 | 341.31
148
149 |  |  | Asset replacement and renewal expenditure |  |  | 1345.56 | 1694.25 | 2844.25 | 2844.25 | 2844.25 | 3185.56
150 |  | less |  | Capital contributions funding asset replacement and renewal |  | 0 | 0 | 0 | 0 | 0 | 0
151 |  |  | Asset replacement and renewal less capital contributions |  |  | 1345.56 | 1694.25 | 2844.25 | 2844.25 | 2844.25 | 3185.56
152
153 | 11a(v): Asset Relocations
154 |  |  |  | Project or programme*
155 |  |  |  | Nil |  | 0 | 0 | 0 | 0 | 0 | 0
156 |  |  |  | - |  | 0 | 0 | 0 | 0 | 0 | 0
157 |  |  |  | - |  | 0 | 0 | 0 | 0 | 0 | 0
158 |  |  |  | - |  | 0 | 0 | 0 | 0 | 0 | 0
159 |  |  |  | - |  | 0 | 0 | 0 | 0 | 0 | 0
160 |  |  |  | * include additional rows if needed
161 |  |  |  | All other asset relocations projects or programmes |  | 112.13 | 112.95 | 113.77 | 113.77 | 113.77 | 113.77
162 |  |  | Asset relocations expenditure |  |  | 112.13 | 112.95 | 113.77 | 113.77 | 113.77 | 113.77
163 |  | less |  | Capital contributions funding asset relocations |  | 0 | 0 | 0 | 0 | 0 | 0
164 |  |  | Asset relocations less capital contributions |  |  | 112.13 | 112.95 | 113.77 | 113.77 | 113.77 | 113.77
172 | [5 empty] | Current Year CY | CY+1 | CY+2 | CY+3 | CY+4 | CY+5
173 | 11a(vi): Quality of Supply |  |  |  | for year ended | 2013-09-30 | 2014-09-30 | 2015-09-30 | 2016-09-30 | 2017-09-30 | 2018-09-30
174
175 |  |  |  | Project or programme* |  | 2013-09-30: $000 (in constant prices)
176 |  |  |  | Cutfield Road DRS capacity increase (Taranaki) |  | 0 | 0 | 56.885 | 0 | 0 | 0
177 |  |  |  | Huatoki Street looping (Taranaki) |  | 0 | 0 | 0 | 68.262 | 0 | 0
178 |  |  |  | Ferndale southern looping (Taranaki) |  | 0 | 0 | 0 | 250.294 | 409.572 | 0
179 |  |  |  | Bell Block - Links Drive transfer (Taranaki) |  |  | 0 | 113.77 | 0 | 0 | 0
|  |  |  | Newlands disconection from Belmont |  | 0 | 0 | 0 | 0 | 11.377 | 0
|  |  |  | Wellington CBD upgrade (Kelburn upgrade) |  | 0 | 717.2325 | 0 | 0 | 0 | 0
|  |  |  | Wellington CBD upgrade (new point of supply) |  | 0 | 225.9 | 0 | 0 | 0 | 0
|  |  |  | Wellington CBD upgrade (Chews lane) |  | 89.704 | 0 | 0 | 0 | 0 | 0
|  |  |  | Wellington CBD upgrade (Panama Street) |  | 67.278 | 0 | 0 | 0 | 0 | 0
|  |  |  | Karori (Wellington) |  | 0 | 0 | 0 | 0 | 0 | 0
|  |  |  | Eastbourne pressure upgrade (Hutt Valley - Porirua) |  | 224.26 | 0 | 0 | 0 | 0 | 0
|  |  |  | Waterloo DRS replacement (Hutt Valley - Porirua) |  | 0 | 169.425 | 284.425 | 0 | 0 | 0
|  |  |  | Whitby (Mana) reinforcement (Hutt Valley - Porirua) |  | 0 | 1078.6725 | 0 | 0 | 0 | 0
|  |  |  | Mihaere Drive (Manawatu and Horowhenua) |  | 168.195 | 0 | 0 | 0 | 0 | 0
180 |  |  |  | DRS flow measurement equipement (all regions) |  | 0 | 282.375 | 284.425 | 284.425 | 284.425 | 284.425
181 |  |  |  | * include additional rows if needed
182 |  |  |  | All other quality of supply projects or programmes |  | 0 | 0 | 0 | 0 | 0 | 284.425
183 |  |  | Quality of supply expenditure |  |  | 549.437 | 2473.605 | 739.505 | 602.981 | 705.374 | 568.85
184 |  | less |  | Capital contributions funding quality of supply |  | 0 | 0 | 0 | 0 | 0 | 0
185 |  |  | Quality of supply less capital contributions |  |  | 549.437 | 2473.605 | 739.505 | 602.981 | 705.374 | 568.85
186
187 | 11a(vii): Legislative and Regulatory
188 |  |  |  | Project or programme
189 |  |  |  | Nil |  | 0 | 0 | 0 | 0 | 0 | 0
190 |  |  |  | - |  | 0 | 0 | 0 | 0 | 0 | 0
191 |  |  |  | - |  | 0 | 0 | 0 | 0 | 0 | 0
192 |  |  |  | - |  | 0 | 0 | 0 | 0 | 0 | 0
193 |  |  |  | - |  | 0 | 0 | 0 | 0 | 0 | 0
194 |  |  |  | * include additional rows if needed
195 |  |  |  | All other legislative and regulatory projects or programmes |  | 0 | 0 | 0 | 0 | 0 | 0
196 |  |  | Legislative and regulatory expenditure |  |  | 0 | 0 | 0 | 0 | 0 | 0
197 |  | less |  | Capital contributions funding legislative and regulatory |  | 0 | 0 | 0 | 0 | 0 | 0
198 |  |  | Legislative and regulatory less capital contributions |  |  | 0 | 0 | 0 | 0 | 0 | 0
199 | 11a(viii): Other Reliability, Safety and Environment
200 |  |  |  | Project or programme*
201 |  |  |  | Westshore (Hawkes Bay) |  | 0 | 677.7 | 600.7056 | 0 | 0 | 0
202 |  |  |  | DRS protection programme |  | 0 | 677.7 | 682.62 | 1137.7 | 1137.7 | 568.85
203 |  |  |  | Hyderabad Road IP pipe realignment (Hawkes Bay) |  | 100.917 | 0 | 284.425 | 0 | 0 | 0
204 |  |  |  | - |  | 0 | 0 | 0 | 0 | 0 | 0
205 |  |  |  | - |  | 0 | 0 | 0 | 0 | 0 | 0
206 |  |  |  | * include additional rows if needed
207 |  |  |  | All other reliability, safety and environment projects or programmes |  | 224.26 | 225.9 | 227.54 | 227.54 | 273.048 | 327.6576
208 |  |  | Other reliability, safety and environment expenditure |  |  | 325.177 | 1581.3 | 1795.2906 | 1365.24 | 1410.748 | 896.5076
209 |  | less |  | Capital contributions funding other reliability, safety and environment |  | 0 | 0 | 0 | 0 | 0 | 0
210 |  |  | Other reliability, safety and environment less capital contributions |  |  | 325.177 | 1581.3 | 1795.2906 | 1365.24 | 1410.748 | 896.5076
211 | 11a(ix): Non-Network Assets
212 |  | Routine expenditure
213 |  |  |  | Project or programme*
214 |  |  |  | Nil |  | 0 | 0 | 0 | 0 | 0 | 0
215 |  |  |  | - |  | 0 | 0 | 0 | 0 | 0 | 0
216 |  |  |  | - |  | 0 | 0 | 0 | 0 | 0 | 0
217 |  |  |  | - |  | 0 | 0 | 0 | 0 | 0 | 0
218 |  |  |  | - |  | 0 | 0 | 0 | 0 | 0 | 0
219 |  |  |  | * include additional rows if needed
220 |  |  |  | All other routine expenditure projects or programmes |  | 933.0726 | 838.7009 | 839.4133 | 840.0626 | 840.0128 | 840.0128
221 |  |  | Routine expenditure |  |  | 933.0726 | 838.7009 | 839.4133 | 840.0626 | 840.0128 | 840.0128
222 |  | Atypical expenditure
223 |  |  |  | Project or programme*
224 |  |  |  | Entreprise Asset Management System |  | 0 | 0 | 0 | 0 | 0 | 602.0045
225 |  |  |  | - |  | 0 | 0 | 0 | 0 | 0 | 0
226 |  |  |  | - |  | 0 | 0 | 0 | 0 | 0 | 0
227 |  |  |  | - |  | 0 | 0 | 0 | 0 | 0 | 0
228 |  |  |  | - |  | 0 | 0 | 0 | 0 | 0 | 0
229 |  |  |  | * include additional rows if needed
230 |  |  |  | All other atypical expenditure projects or programmes |  | 0 | 0 | 0 | 0 | 0 | 0
231 |  |  | Atypical expenditure |  |  | 0 | 0 | 0 | 0 | 0 | 602.0045
232
233 |  |  | Non-network assets expenditure |  |  | 933.0726 | 838.7009 | 839.4133 | 840.0626 | 840.0128 | 1442.0173

## Vector GDB s11a AMP2013
[11 empty] | Company Name | Vector
[11 empty] | AMP Planning Period | 1 July 2013 – 30 June 2023
SCHEDULE 11a: REPORT ON FORECAST CAPITAL EXPENDITURE
This schedule requires a breakdown of forecast expenditure on assets for the current disclosure year and a 10 year planning period. The forecasts should be consistent with the supporting information set out in the AMP. The forecast is to be expressed in both constant price and nominal dollar terms. Also required is a forecast of the value of commissioned assets (i.e., the value of RAB additions) GDBs must provide explanatory comment on the difference between constant price and nominal dollar forecasts of expenditure on assets in Schedule 14a (Mandatory Explanatory Notes). This information is not part of audited disclosure information.
sch ref
7 | [5 empty] | Current Year CY | CY+1 | CY+2 | CY+3 | CY+4 | CY+5 | CY+6 | CY+7 | CY+8 | CY+9 | CY+10
8 |  |  |  |  | for year ended | 2013-06-30 | 2014-06-30 | 2015-06-30 | 2016-06-30 | 2017-06-30 | 2018-06-30 | 2019-06-30 | 2020-06-30 | 2021-06-30 | 2022-06-30 | 2023-06-30
9 | 11a(i): Expenditure on Assets Forecast |  |  |  |  | 2013-06-30: $000 (nominal dollars)
10 |  |  |  | Consumer connection |  | 10322 | 10446 | 11021 | 11097 | 11427 | 11712 | 12005 | 12270 | 12577 | 12834 | 13155
11 |  |  |  | System growth |  | 649 | 3689 | 5391 | 3572 | 3421 | 3942 | 6505 | 10027 | 8697 | 8084 | 4231
12 |  |  |  | Asset replacement and renewal |  | 9933 | 12858 | 4326 | 1677 | 1685 | 1325 | 1243 | 1274 | 1276 | 1308 | 1341
13 |  |  |  | Asset relocations |  | 1215 | 4006 | 4112 | 3184 | 2585 | 2747 | 4022 | 4123 | 3928 | 4026 | 4127
14 |  |  |  | Reliability, safety and environment:
15 |  |  |  | Quality of supply |  | 425 | 613 | 775 | 444 | 139 | 134 | 289 | 141 | 96 | 377 | 101
16 |  |  |  | Legislative and regulatory |  | 0 | 0 | 0 | 0 | 0 | 0 | 0 | 0 | 0 | 0 | 0
17 |  |  |  | Other reliability, safety and environment |  | 20 | 0 | 0 | 0 | 0 | 0 | 0 | 0 | 0 | 0 | 0
18 |  |  |  | Total reliability, safety and environment |  | 445 | 613 | 775 | 444 | 139 | 134 | 289 | 141 | 96 | 377 | 101
19 |  |  | Expenditure on network assets |  |  | 22564 | 31612 | 25625 | 19974 | 19257 | 19860 | 24064 | 27835 | 26574 | 26629 | 22955
20 |  |  |  | Non-network assets |  | 1693 | 1708 | 1960 | 1872 | 1786 | 1459 | 1546 | 1599 | 1624 | 1544 | 1583
21 |  |  | Expenditure on assets |  |  | 24257 | 33320 | 27585 | 21846 | 21043 | 21319 | 25610 | 29434 | 28198 | 28173 | 24538
22
|  | plus |  | Cost of financing |  | 48 | 192 | 184 | 137 | 124 | 129 | 179 | 220 | 203 | 200 | 158
24 |  | less |  | Value of capital contributions |  | 3253 | 4501 | 4662 | 4065 | 3721 | 3877 | 4778 | 4892 | 4819 | 4928 | 5051
25 |  | plus |  | Value of vested assets |  | 0 | 0 | 0 | 0 | 0 | 0 | 0 | 0 | 0 | 0 | 0
26 |  |  | Capital expenditure forecast |  |  | 21052 | 29011 | 23107 | 17918 | 17446 | 17571 | 21011 | 24762 | 23582 | 23445 | 19645
27
28 |  |  |  | Value of commissioned assets |  | 23423 | 29011 | 23107 | 17918 | 17446 | 17571 | 21011 | 24762 | 23582 | 23445 | 19645
29
30 | [5 empty] | Current Year CY | CY+1 | CY+2 | CY+3 | CY+4 | CY+5 | CY+6 | CY+7 | CY+8 | CY+9 | CY+10
31 |  |  |  |  | for year ended | 2013-06-30 | 2014-06-30 | 2015-06-30 | 2016-06-30 | 2017-06-30 | 2018-06-30 | 2019-06-30 | 2020-06-30 | 2021-06-30 | 2022-06-30 | 2023-06-30
32 | [5 empty] | 2013-06-30: $000 (in constant prices)
33 |  |  |  | Consumer connection |  | 10322 | 10105 | 10382 | 10105 | 10095 | 10095 | 10095 | 10067 | 10067 | 10022 | 10022
34 |  |  |  | System growth |  | 649 | 3569 | 5078 | 3253 | 3023 | 3398 | 5470 | 8226 | 6961 | 6312 | 3223
35 |  |  |  | Asset replacement and renewal |  | 9933 | 12438 | 4075 | 1527 | 1488 | 1140 | 1046 | 1046 | 1021 | 1021 | 1021
36 |  |  |  | Asset relocations |  | 1215 | 3876 | 3873 | 2899 | 2284 | 2368 | 3382 | 3382 | 3144 | 3144 | 3144
37 |  |  |  | Reliability, safety and environment:
38 |  |  |  | Quality of supply |  | 425 | 593 | 730 | 404 | 122 | 115 | 243 | 115 | 77 | 295 | 77
39 |  |  |  | Legislative and regulatory |  | 0 | 0 | 0 | 0 | 0 | 0 | 0 | 0 | 0 | 0 | 0
40 |  |  |  | Other reliability, safety and environment |  | 20 | 0 | 0 | 0 | 0 | 0 | 0 | 0 | 0 | 0 | 0
41 |  |  |  | Total reliability, safety and environment |  | 445 | 593 | 730 | 404 | 122 | 115 | 243 | 115 | 77 | 295 | 77
42 |  |  | Expenditure on network assets |  |  | 22564 | 30581 | 24138 | 18188 | 17012 | 17116 | 20236 | 22836 | 21270 | 20794 | 17487
43 |  |  |  | Non-network assets |  | 1693 | 1652 | 1846 | 1705 | 1578 | 1258 | 1300 | 1312 | 1300 | 1206 | 1206
44 |  |  | Expenditure on assets |  |  | 24257 | 32233 | 25984 | 19893 | 18590 | 18374 | 21536 | 24148 | 22570 | 22000 | 18693
45 |  | Subcomponents of expenditure on assets (where known)
46 |  |  |  | Research and development |  | 0 | 0 | 0 | 0 | 0 | 0 | 0 | 0 | 0 | 0 | 0
47
48 | [5 empty] | Current Year CY | CY+1 | CY+2 | CY+3 | CY+4 | CY+5 | CY+6 | CY+7 | CY+8 | CY+9 | CY+10
49 |  |  |  |  | for year ended | 2013-06-30 | 2014-06-30 | 2015-06-30 | 2016-06-30 | 2017-06-30 | 2018-06-30 | 2019-06-30 | 2020-06-30 | 2021-06-30 | 2022-06-30 | 2023-06-30
50 |  | Difference between nominal and constant price forecasts |  |  |  | 2013-06-30: $000
51 |  |  |  | Consumer connection |  | 0 | 341 | 639 | 992 | 1332 | 1617 | 1910 | 2203 | 2510 | 2812 | 3133
52 |  |  |  | System growth |  | 0 | 120 | 313 | 319 | 398 | 544 | 1035 | 1801 | 1736 | 1772 | 1008
53 |  |  |  | Asset replacement and renewal |  | 0 | 420 | 251 | 150 | 197 | 185 | 197 | 228 | 255 | 287 | 320
54 |  |  |  | Asset relocations |  | 0 | 130 | 239 | 285 | 301 | 379 | 640 | 741 | 784 | 882 | 983
55 |  |  |  | Reliability, safety and environment: | bar: 2013-06-30 to 2021-06-30
56 |  |  |  | Quality of supply |  | 0 | 20 | 45 | 40 | 17 | 19 | 46 | 26 | 19 | 82 | 24
57 |  |  |  | Legislative and regulatory |  | 0 | 0 | 0 | 0 | 0 | 0 | 0 | 0 | 0 | 0 | 0
58 |  |  |  | Other reliability, safety and environment |  | 0 | 0 | 0 | 0 | 0 | 0 | 0 | 0 | 0 | 0 | 0
59 |  |  |  | Total reliability, safety and environment |  | 0 | 20 | 45 | 40 | 17 | 19 | 46 | 26 | 19 | 82 | 24
60 |  |  | Expenditure on network assets |  |  | 0 | 1031 | 1487 | 1786 | 2245 | 2744 | 3828 | 4999 | 5304 | 5835 | 5468
61 |  |  |  | Non-network assets |  | 0 | 56 | 114 | 167 | 208 | 201 | 246 | 287 | 324 | 338 | 377
62 |  |  | Expenditure on assets |  |  | 0 | 1087 | 1601 | 1953 | 2453 | 2945 | 4074 | 5286 | 5628 | 6173 | 5845
70 | [5 empty] | 2013-06-30: Current Year CY
71 | [5 empty] | 2014-06-30: CY+1; 2015-06-30: CY+2; 2016-06-30: CY+3; 2017-06-30: CY+4; 2018-06-30: CY+5
72 | 11a(ii): Consumer Connection |  |  |  | for year ended | 2013-06-30 | 2014-06-30 | 2015-06-30 | 2016-06-30 | 2017-06-30 | 2018-06-30
73 |  |  |  | Consumer types defined by GDB* |  | 2013-06-30: $000 (in constant prices)
74 |  |  |  | Mains Extensions/Subdivsions |  | 3994 | 4158 | 4435 | 4158 | 4158 | 4158
75 |  |  |  | Service Connections - Residential |  | 5288 | 5193 | 5193 | 5193 | 5183 | 5183
76 |  |  |  | Service Connections - Commercial |  | 1037 | 696 | 696 | 696 | 696 | 696
77 |  |  |  | Customer Easements |  | 3 | 58 | 58 | 58 | 58 | 58
78 | [5 empty] | 0 | 0 | 0 | 0 | 0 | 0
79 |  |  |  | * include additional rows if needed
80 |  |  | Consumer connection expenditure |  |  | 10322 | 10105 | 10382 | 10105 | 10095 | 10095
81 |  | less |  | Capital contributions funding consumer connection |  | 1798 | 1766 | 1793 | 1766 | 1764 | 1764
82 |  |  | Consumer connection less capital contributions |  |  | 8524 | 8339 | 8589 | 8339 | 8331 | 8331
83 | 11a(iii): System Growth
84 |  |  | Intermediate pressure
85 |  |  |  | Main pipe |  | 9 | 1435 | 2467 | 543 | 191 | 1573
86 |  |  |  | Service pipe |  | 0 | 0 | 0 | 0 | 0 | 0
87 |  |  |  | Stations |  | 338 | 1067 | 1145 | 1060 | 1129 | 495
88 |  |  |  | Line valve |  | 0 | 0 | 0 | 0 | 0 | 0
89 |  |  |  | Special crossings |  | 0 | 96 | 0 | 0 | 0 | 16
90 |  |  | Intermediate Pressure total |  |  | 347 | 2598 | 3612 | 1603 | 1320 | 2084
91 |  |  | Medium pressure
92 |  |  |  | Main pipe |  | 216 | 856 | 1351 | 1523 | 1444 | 952
93 |  |  |  | Service pipe |  | 0 | 0 | 0 | 12 | 0 | 0
94 |  |  |  | Stations |  | 68 | 0 | 0 | 0 | 144 | 247
95 |  |  |  | Line valve |  | 0 | 0 | 0 | 0 | 0 | 0
96 |  |  |  | Special crossings |  | 0 | 0 | 0 | 0 | 0 | 0
97 |  |  |  | Medium Pressure total |  | 284 | 856 | 1351 | 1535 | 1588 | 1199
98 |  |  | Low Pressure
99 |  |  |  | Main pipe |  | 0 | 0 | 0 | 0 | 0 | 0
100 |  |  |  | Service pipe |  | 0 | 0 | 0 | 0 | 0 | 0
101 |  |  |  | Line valve |  | 0 | 0 | 0 | 0 | 0 | 0
102 |  |  |  | Special crossings |  | 0 | 0 | 0 | 0 | 0 | 0
103 |  |  | Low Pressure total |  |  | 0 | 0 | 0 | 0 | 0 | 0
104 |  |  | Other assets
105 |  |  |  | Monitoring and control systems |  | 18 | 115 | 115 | 115 | 115 | 115
106 |  |  |  | Cathodic protection systems |  | 0 | 0 | 0 | 0 | 0 | 0
107 |  |  |  | Other assets (other than above) |  | 0 | 0 | 0 | 0 | 0 | 0
108 |  |  | Other total |  |  | 18 | 115 | 115 | 115 | 115 | 115
109
110 |  |  | System growth expenditure |  |  | 649 | 3569 | 5078 | 3253 | 3023 | 3398
111 |  | less |  | Capital contributions funding system growth |  | 0 | 0 | 0 | 0 | 0 | 0
112 |  |  | System growth less capital contributions |  |  | 649 | 3569 | 5078 | 3253 | 3023 | 3398
120 | [5 empty] | 2013-06-30: Current Year CY
121 | [6 empty] | CY+1 | CY+2 | CY+3 | CY+4 | CY+5
122 | 11a(iv): Asset Replacement and Renewal |  |  |  | for year ended | 2013-06-30 | 2014-06-30 | 2015-06-30 | 2016-06-30 | 2017-06-30 | 2018-06-30
123 |  |  | Intermediate pressure |  |  | 2013-06-30: $000 (in constant prices)
124 |  |  |  | Main pipe |  | 306 | 1060 | 10 | 10 | 10 | 10
125 |  |  |  | Service pipe |  | 0 | 0 | 0 | 0 | 0 | 0
126 |  |  |  | Stations |  | 672 | 903 | 607 | 675 | 636 | 385
127 |  |  |  | Line valve |  | 10 | 0 | 0 | 0 | 0 | 0
128 |  |  |  | Special crossings |  | 0 | 96 | 96 | 96 | 96 | 96
129 |  |  | Intermediate Pressure total |  |  | 988 | 2059 | 713 | 781 | 742 | 491
130 |  |  | Medium pressure
131 |  |  |  | Main pipe |  | 2975 | 2930 | 752 | 366 | 366 | 366
132 |  |  |  | Service pipe |  | 29 | 1040 | 72 | 0 | 0 | 0
133 |  |  |  | Station |  | 146 | 48 | 145 | 48 | 48 | 48
134 |  |  |  | Line valve |  | 264 | 204 | 156 | 96 | 96 | 96
135 |  |  |  | Special crossings |  | 43 | 0 | 0 | 0 | 0 | 0
136 |  |  | Medium Pressure total |  |  | 3457 | 4222 | 1125 | 510 | 510 | 510
137 |  |  | Low Pressure
138 |  |  |  | Main pipe |  | 3347 | 2991 | 1062 | 0 | 0 | 0
139 |  |  |  | Service pipe |  | 1318 | 2145 | 496 | 0 | 0 | 0
140 |  |  |  | Line valve |  | 0 | 0 | 0 | 0 | 0 | 0
141 |  |  |  | Special crossings |  | 0 | 0 | 0 | 0 | 0 | 0
142 |  |  | Low Pressure total |  |  | 4665 | 5136 | 1558 | 0 | 0 | 0
143 |  |  | Other assets
144 |  |  |  | Monitoring and control systems |  | 30 | 24 | 24 | 24 | 24 | 24
145 |  |  |  | Cathodic protection systems |  | 788 | 708 | 636 | 193 | 193 | 96
|  |  |  | Other assets (other than above) |  | 5 | 289 | 19 | 19 | 19 | 19
147 |  |  | Other total |  |  | 823 | 1021 | 679 | 236 | 236 | 139
148
149 |  |  | Asset replacement and renewal expenditure |  |  | 9933 | 12438 | 4075 | 1527 | 1488 | 1140
150 |  | less |  | Capital contributions funding asset replacement and renewal |  | 0 | 0 | 0 | 0 | 0 | 0
151 |  |  | Asset replacement and renewal less capital contributions |  |  | 9933 | 12438 | 4075 | 1527 | 1488 | 1140
152
153 | 11a(v): Asset Relocations
154 |  |  |  | Project or programme*
155 | [5 empty] | 0 | 0 | 0 | 0 | 0 | 0
156 | [5 empty] | 0 | 0 | 0 | 0 | 0 | 0
157 | [5 empty] | 0 | 0 | 0 | 0 | 0 | 0
158 | [5 empty] | 0 | 0 | 0 | 0 | 0 | 0
159 | [5 empty] | 0 | 0 | 0 | 0 | 0 | 0
160 |  |  |  | * include additional rows if needed
161 |  |  |  | All other asset relocations projects or programmes |  | 1215 | 3876 | 3873 | 2899 | 2284 | 2368
162 |  |  | Asset relocations expenditure |  |  | 1215 | 3876 | 3873 | 2899 | 2284 | 2368
163 |  | less |  | Capital contributions funding asset relocations |  | 1455 | 2588 | 2598 | 1935 | 1523 | 1578
164 |  |  | Asset relocations less capital contributions |  |  | -240 | 1288 | 1275 | 964 | 761 | 790
172 | [5 empty] | Current Year CY | CY+1 | CY+2 | CY+3 | CY+4 | CY+5
173 | 11a(vi): Quality of Supply |  |  |  | for year ended | 2013-06-30 | 2014-06-30 | 2015-06-30 | 2016-06-30 | 2017-06-30 | 2018-06-30
174
175 |  |  |  | Project or programme* |  | 2013-06-30: $000 (in constant prices)
176 | [5 empty] | 0 | 0 | 0 | 0 | 0 | 0
177 | [5 empty] | 0 | 0 | 0 | 0 | 0 | 0
178 | [5 empty] | 0 | 0 | 0 | 0 | 0 | 0
179 | [5 empty] | 0 | 0 | 0 | 0 | 0 | 0
180 | [5 empty] | 0 | 0 | 0 | 0 | 0 | 0
181 |  |  |  | * include additional rows if needed
182 |  |  |  | All other quality of supply projects or programmes |  | 425 | 593 | 730 | 404 | 122 | 115
183 |  |  | Quality of supply expenditure |  |  | 425 | 593 | 730 | 404 | 122 | 115
184 |  | less |  | Capital contributions funding quality of supply |  | 0 | 0 | 0 | 0 | 0 | 0
185 |  |  | Quality of supply less capital contributions |  |  | 425 | 593 | 730 | 404 | 122 | 115
186
187 | 11a(vii): Legislative and Regulatory
188 |  |  |  | Project or programme
189 | [5 empty] | 0 | 0 | 0 | 0 | 0 | 0
190 | [5 empty] | 0 | 0 | 0 | 0 | 0 | 0
191 | [5 empty] | 0 | 0 | 0 | 0 | 0 | 0
192 | [5 empty] | 0 | 0 | 0 | 0 | 0 | 0
193 | [5 empty] | 0 | 0 | 0 | 0 | 0 | 0
194 |  |  |  | * include additional rows if needed
195 |  |  |  | All other legislative and regulatory projects or programmes |  | 0 | 0 | 0 | 0 | 0 | 0
196 |  |  | Legislative and regulatory expenditure |  |  | 0 | 0 | 0 | 0 | 0 | 0
197 |  | less |  | Capital contributions funding legislative and regulatory |  | 0 | 0 | 0 | 0 | 0 | 0
198 |  |  | Legislative and regulatory less capital contributions |  |  | 0 | 0 | 0 | 0 | 0 | 0
199 | 11a(viii): Other Reliability, Safety and Environment
200 |  |  |  | Project or programme*
201 | [5 empty] | 0 | 0 | 0 | 0 | 0 | 0
202 | [5 empty] | 0 | 0 | 0 | 0 | 0 | 0
203 | [5 empty] | 0 | 0 | 0 | 0 | 0 | 0
204 | [5 empty] | 0 | 0 | 0 | 0 | 0 | 0
205 | [5 empty] | 0 | 0 | 0 | 0 | 0 | 0
206 |  |  |  | * include additional rows if needed
207 |  |  |  | All other reliability, safety and environment projects or programmes |  | 20 | 0 | 0 | 0 | 0 | 0
208 |  |  | Other reliability, safety and environment expenditure |  |  | 20 | 0 | 0 | 0 | 0 | 0
209 |  | less |  | Capital contributions funding other reliability, safety and environment |  | 0 | 0 | 0 | 0 | 0 | 0
210 |  |  | Other Reliability, safety and environment less capital contributions |  |  | 20 | 0 | 0 | 0 | 0 | 0
211 | 11a(ix): Non-Network Assets
212 |  | Routine expenditure
213 |  |  |  | Project or programme*
214 | [5 empty] | 0 | 0 | 0 | 0 | 0 | 0
215 | [5 empty] | 0 | 0 | 0 | 0 | 0 | 0
216 | [5 empty] | 0 | 0 | 0 | 0 | 0 | 0
217 | [5 empty] | 0 | 0 | 0 | 0 | 0 | 0
218 | [5 empty] | 0 | 0 | 0 | 0 | 0 | 0
219 |  |  |  | * include additional rows if needed
220 |  |  |  | All other routine expenditure projects or programmes |  | 0 | 0 | 0 | 0 | 0 | 0
221 |  |  | Routine expenditure |  |  | 0 | 0 | 0 | 0 | 0 | 0
222 |  | Atypical expenditure
223 |  |  |  | Project or programme*
224 | [5 empty] | 0 | 0 | 0 | 0 | 0 | 0
225 | [5 empty] | 0 | 0 | 0 | 0 | 0 | 0
226 | [5 empty] | 0 | 0 | 0 | 0 | 0 | 0
227 | [5 empty] | 0 | 0 | 0 | 0 | 0 | 0
228 | [5 empty] | 0 | 0 | 0 | 0 | 0 | 0
229 |  |  |  | * include additional rows if needed
230 |  |  |  | All other atypical expenditure projects or programmes |  | 1693 | 1652 | 1846 | 1705 | 1578 | 1258
231 |  |  | Atypical expenditure |  |  | 1693 | 1652 | 1846 | 1705 | 1578 | 1258
232
233 |  |  | Non-network assets expenditure |  |  | 1693 | 1652 | 1846 | 1705 | 1578 | 1258

## GasNet s11a AMP2014
[11 empty] | Company Name | GasNet Limited
[11 empty] | AMP Planning Period | 1 July 2014 – 30 June 2024
SCHEDULE 11a: REPORT ON FORECAST CAPITAL EXPENDITURE
This schedule requires a breakdown of forecast expenditure on assets for the current disclosure year and a 10 year planning period. The forecasts should be consistent with the supporting information set out in the AMP. The forecast is to be expressed in both constant price and nominal dollar terms. Also required is a forecast of the value of commissioned assets (i.e., the value of RAB additions) GDBs must provide explanatory comment on the difference between constant price and nominal dollar forecasts of expenditure on assets in Schedule 14a (Mandatory Explanatory Notes). This information is not part of audited disclosure information.
sch ref
7 | [5 empty] | Current Year CY | CY+1 | CY+2 | CY+3 | CY+4 | CY+5 | CY+6 | CY+7 | CY+8 | CY+9 | CY+10
8 |  |  |  |  | for year ended | 2014-06-30 | 2015-06-30 | 2016-06-30 | 2017-06-30 | 2018-06-30 | 2019-06-30 | 2020-06-30 | 2021-06-30 | 2022-06-30 | 2023-06-30 | 2024-06-30
9 | 11a(i): Expenditure on Assets Forecast |  |  |  |  | 2014-06-30: $000 (nominal dollars)
10 |  |  |  | Consumer connection |  | 75 | 82 | 83 | 85 | 87 | 89 | 90 | 92 | 94 | 96 | 98
11 |  |  |  | System growth |  | 26 | 41 | 42 | 43 | 43 | 44 | 45 | 46 | 47 | 48 | 49
12 |  |  |  | Asset replacement and renewal |  | 394 | 406 | 261 | 277 | 440 | 493 | 565 | 576 | 588 | 599 | 611
13 |  |  |  | Asset relocations |  | 0 | 56 | 0 | 0 | 0 | 0 | 0 | 0 | 0 | 0 | 0
14 |  |  |  | Reliability, safety and environment:
15 |  |  |  | Quality of supply |  | 31 | 53 | 167 | 170 | 54 | 55 | 0 | 0 | 0 | 0 | 0
16 |  |  |  | Legislative and regulatory |  | 0 | 0 | 0 | 0 | 0 | 0 | 0 | 0 | 0 | 0 | 0
17 |  |  |  | Other reliability, safety and environment |  | 38 | 15 | 42 | 43 | 43 | 44 | 0 | 0 | 0 | 0 | 0
18 |  |  |  | Total reliability, safety and environment |  | 69 | 68 | 209 | 213 | 97 | 99 | 0 | 0 | 0 | 0 | 0
19 |  |  | Expenditure on network assets |  |  | 564 | 653 | 595 | 618 | 667 | 725 | 700 | 714 | 729 | 743 | 758
20 |  |  |  | Non-network assets |  | 118 | 129 | 167 | 160 | 125 | 83 | 124 | 127 | 129 | 132 | 135
21 |  |  | Expenditure on assets |  |  | 682 | 782 | 762 | 778 | 792 | 808 | 824 | 841 | 858 | 875 | 893
22
|  | plus |  | Cost of financing |  | 0 | 0 | 0 | 0 | 0 | 0 | 0 | 0 | 0 | 0 | 0
24 |  | less |  | Value of capital contributions |  | 0 | 0 | 0 | 0 | 0 | 0 | 0 | 0 | 0 | 0 | 0
25 |  | plus |  | Value of vested assets |  | 0 | 0 | 0 | 0 | 0 | 0 | 0 | 0 | 0 | 0 | 0
26 |  |  | Capital expenditure forecast |  |  | 682 | 782 | 762 | 778 | 792 | 808 | 824 | 841 | 858 | 875 | 893
27
28 |  |  |  | Value of commissioned assets |  | 682 | 782 | 762 | 778 | 792 | 808 | 824 | 841 | 858 | 875 | 893
29
30 | [5 empty] | Current Year CY | CY+1 | CY+2 | CY+3 | CY+4 | CY+5 | CY+6 | CY+7 | CY+8 | CY+9 | CY+10
31 |  |  |  |  | for year ended | 2014-06-30 | 2015-06-30 | 2016-06-30 | 2017-06-30 | 2018-06-30 | 2019-06-30 | 2020-06-30 | 2021-06-30 | 2022-06-30 | 2023-06-30 | 2024-06-30
32 | [5 empty] | 2014-06-30: $000 (in constant prices)
33 |  |  |  | Consumer connection |  | 75 | 80 | 80 | 80 | 80 | 80 | 80 | 80 | 80 | 80 | 80
34 |  |  |  | System growth |  | 26 | 40 | 40 | 40 | 40 | 40 | 40 | 40 | 40 | 40 | 40
35 |  |  |  | Asset replacement and renewal |  | 394 | 397 | 250 | 260 | 405 | 445 | 500 | 500 | 500 | 500 | 500
36 |  |  |  | Asset relocations |  | 0 | 55 | 0 | 0 | 0 | 0 | 0 | 0 | 0 | 0 | 0
37 |  |  |  | Reliability, safety and environment:
38 |  |  |  | Quality of supply |  | 31 | 52 | 160 | 160 | 50 | 50 | 0 | 0 | 0 | 0 | 0
39 |  |  |  | Legislative and regulatory |  | 0 | 0 | 0 | 0 | 0 | 0 | 0 | 0 | 0 | 0 | 0
40 |  |  |  | Other reliability, safety and environment |  | 38 | 15 | 40 | 40 | 40 | 40 | 0 | 0 | 0 | 0 | 0
41 |  |  |  | Total reliability, safety and environment |  | 69 | 67 | 200 | 200 | 90 | 90 | 0 | 0 | 0 | 0 | 0
42 |  |  | Expenditure on network assets |  |  | 564 | 639 | 570 | 580 | 615 | 655 | 620 | 620 | 620 | 620 | 620
43 |  |  |  | Non-network assets |  | 118 | 126 | 160 | 150 | 115 | 75 | 110 | 110 | 110 | 110 | 110
44 |  |  | Expenditure on assets |  |  | 682 | 765 | 730 | 730 | 730 | 730 | 730 | 730 | 730 | 730 | 730
45 |  | Subcomponents of expenditure on assets (where known)
46 |  |  |  | Research and development |  | 0 | 0 | 0 | 0 | 0 | 0 | 0 | 0 | 0 | 0 | 0
47
48 | [5 empty] | Current Year CY | CY+1 | CY+2 | CY+3 | CY+4 | CY+5 | CY+6 | CY+7 | CY+8 | CY+9 | CY+10
49 |  |  |  |  | for year ended | 2014-06-30 | 2015-06-30 | 2016-06-30 | 2017-06-30 | 2018-06-30 | 2019-06-30 | 2020-06-30 | 2021-06-30 | 2022-06-30 | 2023-06-30 | 2024-06-30
50 |  | Difference between nominal and constant price forecasts |  |  |  | 2014-06-30: $000
51 |  |  |  | Consumer connection |  | 0 | 2 | 3 | 5 | 7 | 9 | 10 | 12 | 14 | 16 | 18
52 |  |  |  | System growth |  | 0 | 1 | 2 | 3 | 3 | 4 | 5 | 6 | 7 | 8 | 9
53 |  |  |  | Asset replacement and renewal |  | 0 | 9 | 11 | 17 | 35 | 48 | 65 | 76 | 88 | 99 | 111
54 |  |  |  | Asset relocations |  | 0 | 1 | 0 | 0 | 0 | 0 | 0 | 0 | 0 | 0 | 0
55 |  |  |  | Reliability, safety and environment: | bar: $000 0 0 to $000 14 7
56 |  |  |  | Quality of supply |  | 0 | 1 | 7 | 10 | 4 | 5 | 0 | 0 | 0 | 0 | 0
57 |  |  |  | Legislative and regulatory |  | 0 | 0 | 0 | 0 | 0 | 0 | 0 | 0 | 0 | 0 | 0
58 |  |  |  | Other reliability, safety and environment |  | 0 | 0 | 2 | 3 | 3 | 4 | 0 | 0 | 0 | 0 | 0
59 |  |  |  | Total reliability, safety and environment |  | 0 | 1 | 9 | 13 | 7 | 9 | 0 | 0 | 0 | 0 | 0
60 |  |  | Expenditure on network assets |  |  | 0 | 14 | 25 | 38 | 52 | 70 | 80 | 94 | 109 | 123 | 138
61 |  |  |  | Non-network assets |  | 0 | 3 | 7 | 10 | 10 | 8 | 14 | 17 | 19 | 22 | 25
62 |  |  | Expenditure on assets |  |  | 0 | 17 | 32 | 48 | 62 | 78 | 94 | 111 | 128 | 145 | 163
70 | [5 empty] | $000 0 0: Current Year CY
71 | [5 empty] | $000 2 1: CY+1; $000 3 2: CY+2; $000 5 3: CY+3; $000 7 3: CY+4; $000 9 4: CY+5
72 | 11a(ii): Consumer Connection |  |  |  | for year ended | 2014-06-30 | 2015-06-30 | 2016-06-30 | 2017-06-30 | 2018-06-30 | 2019-06-30
73 |  |  |  | Consumer types defined by GDB* |  | 2014-06-30: $000 (in constant prices)
74 |  |  |  | Domestic |  | 60 | 65 | 65 | 65 | 65 | 65
75 |  |  |  | Non-domestic |  | 15 | 15 | 15 | 15 | 15 | 15
76 | [5 empty] | 0 | 0 | 0 | 0 | 0 | 0
77 | [5 empty] | 0 | 0 | 0 | 0 | 0 | 0
78 | [5 empty] | 0 | 0 | 0 | 0 | 0 | 0
79 |  |  |  | * include additional rows if needed
80 |  |  | Consumer connection expenditure |  |  | 75 | 80 | 80 | 80 | 80 | 80
81 |  | less |  | Capital contributions funding consumer connection |  | 0 | 0 | 0 | 0 | 0 | 0
82 |  |  | Consumer connection less capital contributions |  |  | 75 | 80 | 80 | 80 | 80 | 80
83 | 11a(iii): System Growth
84 |  |  | Intermediate pressure
85 |  |  |  | Main pipe |  | 0 | 0 | 0 | 0 | 0 | 0
86 |  |  |  | Service pipe |  | 0 | 0 | 0 | 0 | 0 | 0
87 |  |  |  | Stations |  | 0 | 0 | 0 | 0 | 0 | 0
88 |  |  |  | Line valve |  | 0 | 0 | 0 | 0 | 0 | 0
89 |  |  |  | Special crossings |  | 0 | 0 | 0 | 0 | 0 | 0
90 |  |  | Intermediate Pressure total |  |  | 0 | 0 | 0 | 0 | 0 | 0
91 |  |  | Medium pressure
92 |  |  |  | Main pipe |  | 10 | 15 | 15 | 15 | 15 | 15
93 |  |  |  | Service pipe |  | 0 | 0 | 0 | 0 | 0 | 0
94 |  |  |  | Stations |  | 0 | 0 | 0 | 0 | 0 | 0
95 |  |  |  | Line valve |  | 0 | 0 | 0 | 0 | 0 | 0
96 |  |  |  | Special crossings |  | 0 | 0 | 0 | 0 | 0 | 0
97 |  |  |  | Medium Pressure total |  | 10 | 15 | 15 | 15 | 15 | 15
98 |  |  | Low Pressure
99 |  |  |  | Main pipe |  | 16 | 25 | 25 | 25 | 25 | 25
100 |  |  |  | Service pipe |  | 0 | 0 | 0 | 0 | 0 | 0
101 |  |  |  | Line valve |  | 0 | 0 | 0 | 0 | 0 | 0
102 |  |  |  | Special crossings |  | 0 | 0 | 0 | 0 | 0 | 0
103 |  |  | Low Pressure total |  |  | 16 | 25 | 25 | 25 | 25 | 25
104 |  |  | Other assets
105 |  |  |  | Monitoring and control systems |  | 0 | 0 | 0 | 0 | 0 | 0
106 |  |  |  | Cathodic protection systems |  | 0 | 0 | 0 | 0 | 0 | 0
107 |  |  |  | Other assets (other than above) |  | 0 | 0 | 0 | 0 | 0 | 0
108 |  |  | Other total |  |  | 0 | 0 | 0 | 0 | 0 | 0
109
110 |  |  | System growth expenditure |  |  | 26 | 40 | 40 | 40 | 40 | 40
111 |  | less |  | Capital contributions funding system growth |  | 0 | 0 | 0 | 0 | 0 | 0
112 |  |  | System growth less capital contributions |  |  | 26 | 40 | 40 | 40 | 40 | 40
120 | [5 empty] | 2014-06-30: Current Year CY
121 | [6 empty] | CY+1 | CY+2 | CY+3 | CY+4 | CY+5
122 | 11a(iv): Asset Replacement and Renewal |  |  |  | for year ended | 2014-06-30 | 2015-06-30 | 2016-06-30 | 2017-06-30 | 2018-06-30 | 2019-06-30
123 |  |  | Intermediate pressure |  |  | 2014-06-30: $000 (in constant prices)
124 |  |  |  | Main pipe |  | 0 | 0 | 0 | 0 | 0 | 0
125 |  |  |  | Service pipe |  | 0 | 0 | 0 | 0 | 0 | 0
126 |  |  |  | Stations |  | 0 | 0 | 0 | 0 | 0 | 0
127 |  |  |  | Line valve |  | 0 | 0 | 0 | 0 | 0 | 0
128 |  |  |  | Special crossings |  | 0 | 0 | 0 | 0 | 0 | 0
129 |  |  | Intermediate Pressure total |  |  | 0 | 0 | 0 | 0 | 0 | 0
130 |  |  | Medium pressure
131 |  |  |  | Main pipe |  | 0 | 0 | 0 | 0 | 0 | 0
132 |  |  |  | Service pipe |  | 0 | 0 | 0 | 0 | 0 | 0
133 |  |  |  | Station |  | 0 | 10 | 0 | 0 | 0 | 0
134 |  |  |  | Line valve |  | 0 | 0 | 0 | 0 | 0 | 0
135 |  |  |  | Special crossings |  | 0 | 0 | 0 | 0 | 0 | 0
136 |  |  | Medium Pressure total |  |  | 0 | 10 | 0 | 0 | 0 | 0
137 |  |  | Low Pressure
138 |  |  |  | Main pipe |  | 264 | 260 | 168 | 174 | 271 | 298
139 |  |  |  | Service pipe |  | 130 | 127 | 82 | 86 | 134 | 147
140 |  |  |  | Line valve |  | 0 | 0 | 0 | 0 | 0 | 0
141 |  |  |  | Special crossings |  | 0 | 0 | 0 | 0 | 0 | 0
142 |  |  | Low Pressure total |  |  | 394 | 387 | 250 | 260 | 405 | 445
143 |  |  | Other assets
144 |  |  |  | Monitoring and control systems |  | 0 | 0 | 0 | 0 | 0 | 0
145 |  |  |  | Cathodic protection systems |  | 0 | 0 | 0 | 0 | 0 | 0
|  |  |  | Other assets (other than above) |  | 0 | 0 | 0 | 0 | 0 | 0
147 |  |  | Other total |  |  | 0 | 0 | 0 | 0 | 0 | 0
148
149 |  |  | Asset replacement and renewal expenditure |  |  | 394 | 397 | 250 | 260 | 405 | 445
150 |  | less |  | Capital contributions funding asset replacement and renewal |  | 0 | 0 | 0 | 0 | 0 | 0
151 |  |  | Asset replacement and renewal less capital contributions |  |  | 394 | 397 | 250 | 260 | 405 | 445
152
153 | 11a(v): Asset Relocations
154 |  |  |  | Project or programme*
155 |  |  |  | Wanganui Sales Gate Intermediate Pressure stream crossing |  | 0 | 55 | 0 | 0 | 0 | 0
156 | [5 empty] | 0 | 0 | 0 | 0 | 0 | 0
157 | [5 empty] | 0 | 0 | 0 | 0 | 0 | 0
158 | [5 empty] | 0 | 0 | 0 | 0 | 0 | 0
159 | [5 empty] | 0 | 0 | 0 | 0 | 0 | 0
160 |  |  |  | * include additional rows if needed
161 |  |  |  | All other asset relocations projects or programmes |  | 0 | 0 | 0 | 0 | 0 | 0
162 |  |  | Asset relocations expenditure |  |  | 0 | 55 | 0 | 0 | 0 | 0
163 |  | less |  | Capital contributions funding asset relocations |  | 0 | 0 | 0 | 0 | 0 | 0
164 |  |  | Asset relocations less capital contributions |  |  | 0 | 55 | 0 | 0 | 0 | 0
172 | [5 empty] | Current Year CY | CY+1 | CY+2 | CY+3 | CY+4 | CY+5
173 | 11a(vi): Quality of Supply |  |  |  | for year ended | 2014-06-30 | 2015-06-30 | 2016-06-30 | 2017-06-30 | 2018-06-30 | 2019-06-30
174
175 |  |  |  | Project or programme* |  | 2014-06-30: $000 (in constant prices)
176 |  |  |  | System reinforcement - Wanganui City 3 bridges MP Interconnect |  | 31 | 52 | 110 | 110 | 0 | 0
177 |  |  |  | Low pressure network uprating |  | 0 | 0 | 50 | 50 | 50 | 50
178 | [5 empty] | 0 | 0 | 0 | 0 | 0 | 0
179 | [5 empty] | 0 | 0 | 0 | 0 | 0 | 0
180 | [5 empty] | 0 | 0 | 0 | 0 | 0 | 0
181 |  |  |  | * include additional rows if needed
182 |  |  |  | All other quality of supply projects or programmes |  | 0 | 0 | 0 | 0 | 0 | 0
183 |  |  | Quality of supply expenditure |  |  | 31 | 52 | 160 | 160 | 50 | 50
184 |  | less |  | Capital contributions funding quality of supply |  | 0 | 0 | 0 | 0 | 0 | 0
185 |  |  | Quality of supply less capital contributions |  |  | 31 | 52 | 160 | 160 | 50 | 50
186
187 | 11a(vii): Legislative and Regulatory
188 |  |  |  | Project or programme
189 |  |  |  | Nothing planned |  | 0 | 0 | 0 | 0 | 0 | 0
190 | [5 empty] | 0 | 0 | 0 | 0 | 0 | 0
191 | [5 empty] | 0 | 0 | 0 | 0 | 0 | 0
192 | [5 empty] | 0 | 0 | 0 | 0 | 0 | 0
193 | [5 empty] | 0 | 0 | 0 | 0 | 0 | 0
194 |  |  |  | * include additional rows if needed
195 |  |  |  | All other legislative and regulatory projects or programmes |  | 0 | 0 | 0 | 0 | 0 | 0
196 |  |  | Legislative and regulatory expenditure |  |  | 0 | 0 | 0 | 0 | 0 | 0
197 |  | less |  | Capital contributions funding legislative and regulatory |  | 0 | 0 | 0 | 0 | 0 | 0
198 |  |  | Legislative and regulatory less capital contributions |  |  | 0 | 0 | 0 | 0 | 0 | 0
199 | 11a(viii): Other Reliability, Safety and Environment
200 |  |  |  | Project or programme*
201 |  |  |  | DRS Isolation Valves |  | 15 | 15 | 15 | 15 | 15 | 15
202 |  |  |  | Remote Network Pressure Monitoring |  | 23 | 0 | 0 | 0 | 0 | 0
203 |  |  |  | DRS Metering |  | 0 | 0 | 25 | 25 | 25 | 25
204 | [5 empty] | 0 | 0 | 0 | 0 | 0 | 0
205 | [5 empty] | 0 | 0 | 0 | 0 | 0 | 0
206 |  |  |  | * include additional rows if needed
207 |  |  |  | All other reliability, safety and environment projects or programmes |  | 0 | 0 | 0 | 0 | 0 | 0
208 |  |  | Other reliability, safety and environment expenditure |  |  | 38 | 15 | 40 | 40 | 40 | 40
209 |  | less |  | Capital contributions funding other reliability, safety and environment |  | 0 | 0 | 0 | 0 | 0 | 0
210 |  |  | Other Reliability, safety and environment less capital contributions |  |  | 38 | 15 | 40 | 40 | 40 | 40
211 | 11a(ix): Non-Network Assets
212 |  | Routine expenditure
213 |  |  |  | Project or programme*
214 |  |  |  | information and technology systems |  | 55 | 49 | 55 | 55 | 55 | 55
215 |  |  |  | office buildings, depots and workshops |  | 0 | 0 | 10 | 0 | 0 | 0
216 |  |  |  | office furniture and equipment |  | 8 | 5 | 5 | 5 | 5 | 5
217 |  |  |  | motor vehicles |  | 35 | 0 | 75 | 75 | 40 | 0
218 |  |  |  | tools, plant and machinery |  | 20 | 10 | 15 | 15 | 15 | 15
219 |  |  |  | * include additional rows if needed
220 |  |  |  | All other routine expenditure projects or programmes |  | 0 | 0 | 0 | 0 | 0 | 0
221 |  |  | Routine expenditure |  |  | 118 | 64 | 160 | 150 | 115 | 75
222 |  | Atypical expenditure
223 |  |  |  | Project or programme*
224 |  |  |  | Network Analysis software (supply & implementation) |  | 0 | 62 | 0 | 0 | 0 | 0
225 | [5 empty] | 0 | 0 | 0 | 0 | 0 | 0
226 | [5 empty] | 0 | 0 | 0 | 0 | 0 | 0
227 | [5 empty] | 0 | 0 | 0 | 0 | 0 | 0
228 | [5 empty] | 0 | 0 | 0 | 0 | 0 | 0
229 |  |  |  | * include additional rows if needed
230 |  |  |  | All other atypical expenditure projects or programmes |  | 0 | 0 | 0 | 0 | 0 | 0
231 |  |  | Atypical expenditure |  |  | 0 | 62 | 0 | 0 | 0 | 0
232
233 |  |  | Non-network assets expenditure |  |  | 118 | 126 | 160 | 150 | 115 | 75

## Powerco s11a AMP2014
[11 empty] | Company Name | Powerco Limited
[11 empty] | AMP Planning Period | 1 October 2014 – 30 September 2024
SCHEDULE 11a: REPORT ON FORECAST CAPITAL EXPENDITURE
This schedule requires a breakdown of forecast expenditure on assets for the current disclosure year and a 10 year planning period. The forecasts should be consistent with the supporting information set out in the AMP. The forecast is to be expressed in both constant price and nominal dollar terms. Also required is a forecast of the value of commissioned assets (i.e., the value of RAB additions) GDBs must provide explanatory comment on the difference between constant price and nominal dollar forecasts of expenditure on assets in Schedule 14a (Mandatory Explanatory Notes). This information is not part of audited disclosure information.
sch ref
7 | [5 empty] | Current Year CY | CY+1 | CY+2 | CY+3 | CY+4 | CY+5 | CY+6 | CY+7 | CY+8 | CY+9 | CY+10
8 |  |  |  |  | for year ended | 2014-09-30 | 2015-09-30 | 2016-09-30 | 2017-09-30 | 2018-09-30 | 2019-09-30 | 2020-09-30 | 2021-09-30 | 2022-09-30 | 2023-09-30 | 2024-09-30
9 | 11a(i): Expenditure on Assets Forecast |  |  |  |  | 2014-09-30: $000 (nominal dollars)
10 |  |  |  | Consumer connection |  | 3990.2587 | 4079.5639 | 4248.1417 | 4387.631 | 4541.4244 | 4652.7308 | 4731.8798 | 4822.1084 | 4918.3769 | 5008.3659 | 5104.768
11 |  |  |  | System growth |  | 1200.1263 | 2393.8463 | 2252.8895 | 1965.426 | 1901.2107 | 2388.8348 | 2291.1164 | 2302.6705 | 2188.1104 | 2194.7705 | 2271.0329
12 |  |  |  | Asset replacement and renewal |  | 1549.6321 | 2532.7438 | 2941.4658 | 2812.928 | 3272.3228 | 3163.7529 | 3217.5724 | 3278.9259 | 3344.3863 | 3405.5768 | 3471.1281
13 |  |  |  | Asset relocations |  | 75.9484 | 115.1741 | 117.6586 | 119.7428 | 123.5227 | 126.5501 | 128.7029 | 131.157 | 133.7755 | 136.2231 | 138.8451
14 |  |  |  | Reliability, safety and environment:
15 |  |  |  | Quality of supply |  | 2473.4658 | 2259.0598 | 2983.4367 | 3676.1052 | 1544.0335 | 1581.8764 | 1801.4908 | 1836.0216 | 1672.1931 | 1702.7884 | 1735.564
16 |  |  |  | Legislative and regulatory |  | 0 | 0 | 0 | 0 | 0 | 0 | 0 | 0 | 0 | 0 | 0
17 |  |  |  | Other reliability, safety and environment |  | 1873.4354 | 1258.2113 | 1411.9036 | 1484.8112 | 973.3587 | 1070.1078 | 1177.2711 | 1308.5065 | 1802.2186 | 1997.8968 | 2235.3556
18 |  |  |  | Total reliability, safety and environment |  | 4346.9012 | 3517.2711 | 4395.3403 | 5160.9164 | 2517.3922 | 2651.9842 | 2978.762 | 3144.5281 | 3474.4117 | 3700.6852 | 3970.9197
19 |  |  | Expenditure on network assets |  |  | 11162.8668 | 12638.5992 | 13955.4959 | 14446.6442 | 12355.8728 | 12983.8529 | 13348.0335 | 13679.3899 | 14059.0607 | 14445.6216 | 14956.6938
20 |  |  |  | Non-network assets |  | 1620.0622 | 2045.2771 | 2275.1069 | 2171.0586 | 1522.2886 | 1178.319 | 1162.9106 | 1159.1192 | 1182.3016 | 1205.9476 | 1230.0666
21 |  |  | Expenditure on assets |  |  | 12782.929 | 14683.8763 | 16230.6028 | 16617.7029 | 13878.1614 | 14162.1719 | 14510.944 | 14838.5091 | 15241.3623 | 15651.5692 | 16186.7604
22
|  | plus |  | Cost of financing |  | 0 | 15.4077 | 30.5134 | 32.2392 | 30.5709 | 31.1365 | 31.7763 | 33.4262 | 33.885 | 34.8611 | 35.5584
24 |  | less |  | Value of capital contributions |  | 541.7217 | 610.4956 | 625.9729 | 639.882 | 653.4315 | 666.5001 | 679.8301 | 693.4267 | 707.2953 | 721.4412 | 735.87
25 |  | plus |  | Value of vested assets |  | 0 | 0 | 0 | 0 | 0 | 0 | 0 | 0 | 0 | 0 | 0
26 |  |  | Capital expenditure forecast |  |  | 12241.2073 | 14088.7884 | 15635.1434 | 16010.0601 | 13255.3008 | 13526.8082 | 13862.8902 | 14178.5086 | 14567.952 | 14964.9892 | 15486.4487
27
28 |  |  |  | Value of commissioned assets |  | 11629.1469 | 13996.4093 | 15557.8256 | 15991.3142 | 13393.0388 | 13513.2329 | 13846.0861 | 14162.7276 | 14548.4799 | 14945.1373 | 15460.3758
29
30 | [5 empty] | Current Year CY | CY+1 | CY+2 | CY+3 | CY+4 | CY+5 | CY+6 | CY+7 | CY+8 | CY+9 | CY+10
31 |  |  |  |  | for year ended | 2014-09-30 | 2015-09-30 | 2016-09-30 | 2017-09-30 | 2018-09-30 | 2019-09-30 | 2020-09-30 | 2021-09-30 | 2022-09-30 | 2023-09-30 | 2024-09-30
32 | [5 empty] | 2014-09-30: $000 (in constant prices)
33 |  |  |  | Consumer connection |  | 3990.2587 | 4000.9177 | 4077.6021 | 4118.0866 | 4178.855 | 4197.3286 | 4185.03 | 4181.207 | 4181.0593 | 4174.0765 | 4171
34 |  |  |  | System growth |  | 1200.1263 | 2347.2503 | 2162.4483 | 1844.6844 | 1749.4255 | 2155.0193 | 2026.3386 | 1996.6249 | 1860.0891 | 1829.1675 | 1855.6139
35 |  |  |  | Asset replacement and renewal |  | 1549.6321 | 2483.9173 | 2823.3821 | 2640.1221 | 3011.0735 | 2854.0895 | 2845.7268 | 2843.1272 | 2843.0268 | 2838.2787 | 2836.1867
36 |  |  |  | Asset relocations |  | 75.9484 | 113.0918 | 113.1709 | 112.4872 | 113.6641 | 114.1636 | 113.8291 | 113.7251 | 113.7211 | 113.5311 | 113.4475
37 |  |  |  | Reliability, safety and environment:
38 |  |  |  | Quality of supply |  | 2473.4658 | 2215.5094 | 2863.6681 | 3450.2718 | 1420.764 | 1427.0448 | 1593.2977 | 1591.9979 | 1421.5134 | 1419.1393 | 1418.0934
39 |  |  |  | Legislative and regulatory |  | 0 | 0 | 0 | 0 | 0 | 0 | 0 | 0 | 0 | 0 | 0
40 |  |  |  | Other reliability, safety and environment |  | 1873.4354 | 1233.9554 | 1355.2234 | 1393.5951 | 895.6496 | 965.3672 | 1041.2173 | 1134.5943 | 1532.0466 | 1665.0888 | 1826.4627
41 |  |  |  | Total reliability, safety and environment |  | 4346.9012 | 3449.4648 | 4218.8915 | 4843.8669 | 2316.4136 | 2392.412 | 2634.5149 | 2726.5922 | 2953.5601 | 3084.2282 | 3244.5561
42 |  |  | Expenditure on network assets |  |  | 11162.8668 | 12394.6418 | 13395.4948 | 13559.2473 | 11369.4316 | 11713.013 | 11805.4394 | 11861.2764 | 11951.4564 | 12039.282 | 12220.8041
43 |  |  |  | Non-network assets |  | 1620.0622 | 2005.8481 | 2183.7739 | 2037.6845 | 1400.7551 | 1062.9869 | 1028.5163 | 1005.0619 | 1005.0619 | 1005.0619 | 1005.0619
44 |  |  | Expenditure on assets |  |  | 12782.929 | 14400.4899 | 15579.2686 | 15596.9317 | 12770.1867 | 12775.9999 | 12833.9557 | 12866.3382 | 12956.5183 | 13044.3438 | 13225.866
45 |  | Subcomponents of expenditure on assets (where known)
46 |  |  |  | Research and development |  | 0 | 0 | 0 | 0 | 0 | 0 | 0 | 0 | 0 | 0 | 0
47
48 | [5 empty] | Current Year CY | CY+1 | CY+2 | CY+3 | CY+4 | CY+5 | CY+6 | CY+7 | CY+8 | CY+9 | CY+10
49 |  |  |  |  | for year ended | 2014-09-30 | 2015-09-30 | 2016-09-30 | 2017-09-30 | 2018-09-30 | 2019-09-30 | 2020-09-30 | 2021-09-30 | 2022-09-30 | 2023-09-30 | 2024-09-30
50 |  | Difference between nominal and constant price forecasts |  |  |  | 2014-09-30: $000
51 |  |  |  | Consumer connection |  | 0 | 78.6462 | 170.5396 | 269.5444 | 362.5694 | 455.4023 | 546.8498 | 640.9014 | 737.3176 | 834.2894 | 933.768
52 |  |  |  | System growth |  | 0 | 46.596 | 90.4412 | 120.7416 | 151.7852 | 233.8155 | 264.7778 | 306.0455 | 328.0213 | 365.603 | 415.4191
53 |  |  |  | Asset replacement and renewal |  | 0 | 48.8265 | 118.0837 | 172.806 | 261.2493 | 309.6633 | 371.8457 | 435.7986 | 501.3595 | 567.2981 | 634.9414
54 |  |  |  | Asset relocations |  | 0 | 2.0823 | 4.4878 | 7.2556 | 9.8586 | 12.3865 | 14.8738 | 17.4319 | 20.0544 | 22.6919 | 25.3977
55 |  |  |  | Reliability, safety and environment: | bar: 2014-09-30 to 2022-09-30
56 |  |  |  | Quality of supply |  | 0 | 43.5504 | 119.7686 | 225.8333 | 123.2695 | 154.8317 | 208.1931 | 244.0237 | 250.6797 | 283.6491 | 317.4707
57 |  |  |  | Legislative and regulatory |  | 0 | 0 | 0 | 0 | 0 | 0 | 0 | 0 | 0 | 0 | 0
58 |  |  |  | Other reliability, safety and environment |  | 0 | 24.2559 | 56.6802 | 91.2161 | 77.7091 | 104.7405 | 136.0539 | 173.9122 | 270.1719 | 332.808 | 408.8929
59 |  |  |  | Total reliability, safety and environment |  | 0 | 67.8063 | 176.4488 | 317.0494 | 200.9787 | 259.5722 | 344.247 | 417.936 | 520.8517 | 616.4571 | 726.3636
60 |  |  | Expenditure on network assets |  |  | 0 | 243.9573 | 560.0011 | 887.397 | 986.4412 | 1270.8399 | 1542.5941 | 1818.1135 | 2107.6043 | 2406.3396 | 2735.8897
61 |  |  |  | Non-network assets |  | 0 | 39.4291 | 91.3331 | 133.3742 | 121.5335 | 115.3321 | 134.3943 | 154.0573 | 177.2397 | 200.8857 | 225.0047
62 |  |  | Expenditure on assets |  |  | 0 | 283.3864 | 651.3342 | 1020.7711 | 1107.9747 | 1386.1719 | 1676.9884 | 1972.1709 | 2284.844 | 2607.2253 | 2960.8944
70 | [5 empty] | 2014-09-30: Current Year CY
71 | [5 empty] | 2015-09-30: CY+1; 2016-09-30: CY+2; 2017-09-30: CY+3; 2018-09-30: CY+4; 2019-09-30: CY+5
72 | 11a(ii): Consumer Connection |  |  |  | for year ended | 2014-09-30 | 2015-09-30 | 2016-09-30 | 2017-09-30 | 2018-09-30 | 2019-09-30
73 |  |  |  | Consumer types defined by GDB* |  | 2014-09-30: $000 (in constant prices)
74 |  |  |  | Residential / Small Commercial |  | 3526.5586 | 3537.4108 | 3614.171 | 3656.9067 | 3712.4455 | 3728.8572
75 |  |  |  | Commercial |  | 377.6295 | 378.7916 | 378.7296 | 376.8899 | 381.1637 | 382.8487
76 |  |  |  | Industrial |  | 86.0705 | 84.7153 | 84.7015 | 84.29 | 85.2458 | 85.6227
77 |  |  |  | - |  | 0 | 0 | 0 | 0 | 0 | 0
78 |  |  |  | - |  | 0 | 0 | 0 | 0 | 0 | 0
79 |  |  |  | * include additional rows if needed
80 |  |  | Consumer connection expenditure |  |  | 3990.2587 | 4000.9177 | 4077.6021 | 4118.0866 | 4178.855 | 4197.3286
81 |  | less |  | Capital contributions funding consumer connection |  | 541.7217 | 598.7264 | 600.8435 | 600.5723 | 601.2641 | 601.2641
82 |  |  | Consumer connection less capital contributions |  |  | 3448.537 | 3402.1913 | 3476.7585 | 3517.5144 | 3577.5909 | 3596.0645
83 | 11a(iii): System Growth
84 |  |  | Intermediate pressure
85 |  |  |  | Main pipe |  | 40.9484 | 78.546 | 393.3219 | 62.9407 | 59.6905 | 73.5294
86 |  |  |  | Service pipe |  | 17.1634 | 32.9224 | 22.8503 | 26.3815 | 25.0192 | 30.8197
87 |  |  |  | Stations |  | 0 | 0 | 225.8706 | 0 | 0 | 0
88 |  |  |  | Line valve |  | 0.64343 | 1.2342 | 0.85662 | 0.989 | 0.93793 | 1.1554
89 |  |  |  | Special crossings |  | 0.032582 | 0.062497 | 0.043377 | 0.050081 | 0.047495 | 0.058506
90 |  |  | Intermediate Pressure total |  |  | 58.7878 | 112.7651 | 642.9428 | 90.3613 | 85.6951 | 105.563
91 |  |  | Medium pressure
92 |  |  |  | Main pipe |  | 784.6823 | 1511.1238 | 1044.6761 | 1206.1157 | 1143.8323 | 1409.0229
93 |  |  |  | Service pipe |  | 328.8982 | 633.3849 | 437.8742 | 505.5413 | 479.4353 | 590.5895
94 |  |  |  | Stations |  | 0 | 0 | 0 | 0 | 0 | 0
95 |  |  |  | Line valve |  | 12.3299 | 23.7446 | 16.4152 | 18.9519 | 17.9733 | 22.1403
96 |  |  |  | Special crossings |  | 0.62436 | 1.2024 | 0.83123 | 0.95968 | 0.91012 | 1.1211
97 |  |  |  | Medium Pressure total |  | 1126.5348 | 2169.4557 | 1499.7967 | 1731.5686 | 1642.151 | 2022.8738
98 |  |  | Low Pressure
99 |  |  |  | Main pipe |  | 10.3115 | 19.8576 | 13.728 | 15.8495 | 15.031 | 18.5159
100 |  |  |  | Service pipe |  | 4.322 | 8.3233 | 5.7541 | 6.6433 | 6.3002 | 7.7609
101 |  |  |  | Line valve |  | 0.16203 | 0.31203 | 0.21571 | 0.24905 | 0.23619 | 0.29094
102 |  |  |  | Special crossings |  | 0.0082046 | 0.0158 | 0.010923 | 0.012611 | 0.01196 | 0.014733
103 |  |  | Low Pressure total |  |  | 14.8037 | 28.5087 | 19.7087 | 22.7545 | 21.5794 | 26.5825
104 |  |  | Other assets
105 |  |  |  | Monitoring and control systems |  | 0 | 36.5208 | 0 | 0 | 0 | 0
106 |  |  |  | Cathodic protection systems |  | 0 | 0 | 0 | 0 | 0 | 0
107 |  |  |  | Other assets (other than above) |  | 0 | 0 | 0 | 0 | 0 | 0
108 |  |  | Other total |  |  | 0 | 36.5208 | 0 | 0 | 0 | 0
109
110 |  |  | System growth expenditure |  |  | 1200.1263 | 2347.2503 | 2162.4483 | 1844.6844 | 1749.4255 | 2155.0193
111 |  | less |  | Capital contributions funding system growth |  | 0 | 0 | 0 | 0 | 0 | 0
112 |  |  | System growth less capital contributions |  |  | 1200.1263 | 2347.2503 | 2162.4483 | 1844.6844 | 1749.4255 | 2155.0193
120 | [5 empty] | 2014-09-30: Current Year CY
121 | [6 empty] | CY+1 | CY+2 | CY+3 | CY+4 | CY+5
122 | 11a(iv): Asset Replacement and Renewal |  |  |  | for year ended | 2014-09-30 | 2015-09-30 | 2016-09-30 | 2017-09-30 | 2018-09-30 | 2019-09-30
123 |  |  | Intermediate pressure |  |  | 2014-09-30: $000 (in constant prices)
124 |  |  |  | Main pipe |  | 18.796 | 23.3642 | 46.2403 | 46.0157 | 58.1719 | 58.429
125 |  |  |  | Service pipe |  | 7.8783 | 9.7931 | 19.3815 | 19.2874 | 24.3826 | 24.4904
126 |  |  |  | Stations |  | 43.0353 | 317.6195 | 0 | 0 | 0 | 0
127 |  |  |  | Line valve |  | 257.3893 | 525.7331 | 0.72658 | 0.72305 | 0.91407 | 0.91811
128 |  |  |  | Special crossings |  | 98.3814 | 259.3482 | 0.036792 | 0.036614 | 0.046286 | 0.046491
129 |  |  | Intermediate Pressure total |  |  | 425.4803 | 1135.8581 | 66.3852 | 66.0628 | 83.5149 | 83.884
130 |  |  | Medium pressure
131 |  |  |  | Main pipe |  | 728.805 | 664.5245 | 1681.8862 | 1673.7165 | 1915.6418 | 1924.1103
132 |  |  |  | Service pipe |  | 305.4773 | 496.5053 | 704.9596 | 701.5353 | 802.9379 | 806.4875
133 |  |  |  | Station |  | 55.89 | 0 | 0 | 0 | 0 | 0
134 |  |  |  | Line valve |  | 20.191 | 7.0351 | 13.9233 | 13.8557 | 17.516 | 17.5934
135 |  |  |  | Special crossings |  | 0.28659 | 0.35624 | 0.70504 | 0.70162 | 0.88697 | 0.89089
136 |  |  | Medium Pressure total |  |  | 1110.6499 | 1168.4212 | 2401.4741 | 2389.809 | 2736.9827 | 2749.0821
137 |  |  | Low Pressure
138 |  |  |  | Main pipe |  | 4.7331 | 5.8835 | 11.6441 | 11.5875 | 14.6486 | 14.7134
139 |  |  |  | Service pipe |  | 1.9839 | 2.4661 | 4.8806 | 4.8569 | 6.1399 | 6.1671
140 |  |  |  | Line valve |  | 0.074373 | 0.092449 | 0.18297 | 0.18208 | 0.23018 | 0.23119
141 |  |  |  | Special crossings |  | 0.0037661 | 0.0046814 | 0.0092649 | 0.0092199 | 0.011656 | 0.011707
142 |  |  | Low Pressure total |  |  | 6.7952 | 8.4467 | 16.7169 | 16.6357 | 21.0304 | 21.1234
143 |  |  | Other assets
144 |  |  |  | Monitoring and control systems |  | 0 | 0 | 0 | 0 | 0 | 0
145 |  |  |  | Cathodic protection systems |  | 6.7068 | 171.1913 | 338.8059 | 167.6146 | 169.5455 | 0
146 |  |  |  | Other assets (other than above) |  | 0 | 0 | 0 | 0 | 0 | 0
147 |  |  | Other total |  |  | 6.7068 | 171.1913 | 338.8059 | 167.6146 | 169.5455 | 0
148
149 |  |  | Asset replacement and renewal expenditure |  |  | 1549.6321 | 2483.9173 | 2823.3821 | 2640.1221 | 3011.0735 | 2854.0895
150 |  | less |  | Capital contributions funding asset replacement and renewal |  | 0 | 0 | 0 | 0 | 0 | 0
151 |  |  | Asset replacement and renewal less capital contributions |  |  | 1549.6321 | 2483.9173 | 2823.3821 | 2640.1221 | 3011.0735 | 2854.0895
152
153 | 11a(v): Asset Relocations
154 |  |  |  | Project or programme*
155 |  |  |  | Nil |  | 0 | 0 | 0 | 0 | 0 | 0
156 |  |  |  | - |  | 0 | 0 | 0 | 0 | 0 | 0
157 |  |  |  | - |  | 0 | 0 | 0 | 0 | 0 | 0
158 |  |  |  | - |  | 0 | 0 | 0 | 0 | 0 | 0
159 |  |  |  | - |  | 0 | 0 | 0 | 0 | 0 | 0
160 |  |  |  | * include additional rows if needed
161 |  |  |  | All other asset relocations projects or programmes |  | 75.9484 | 113.0918 | 113.1709 | 112.4872 | 113.6641 | 114.1636
162 |  |  | Asset relocations expenditure |  |  | 75.9484 | 113.0918 | 113.1709 | 112.4872 | 113.6641 | 114.1636
163 |  | less |  | Capital contributions funding asset relocations |  | 0 | 0 | 0 | 0 | 0 | 0
164 |  |  | Asset relocations less capital contributions |  |  | 75.9484 | 113.0918 | 113.1709 | 112.4872 | 113.6641 | 114.1636
172 | [5 empty] | Current Year CY | CY+1 | CY+2 | CY+3 | CY+4 | CY+5
173 | 11a(vi): Quality of Supply |  |  |  | for year ended | 2014-09-30 | 2015-09-30 | 2016-09-30 | 2017-09-30 | 2018-09-30 | 2019-09-30
174
175 |  |  |  | Project or programme* |  | 2014-09-30: $000 (in constant prices)
176 |  |  |  | Milson reinforcement (Manawatu) |  | 67.068 | 0 | 0 | 0 | 0 | 0
|  |  |  | Bell Block - Links Drive transfer (Taranaki) |  | 0 | 111.78 | 0 | 0 | 0 | 0
|  |  |  | Waterloo DRS replacement (Hutt Valley - Porirua) |  | 92.103 | 279.45 | 0 | 0 | 0 | 0
|  |  |  | Base Hospital DRS installation (Taranaki) |  | 0 | 167.67 | 0 | 0 | 0 | 0
|  |  |  | Wellington CBD Upgrade (Wellington) |  | 802.0122 | 424.764 | 0 | 0 | 0 | 0
|  |  |  | Huatoki Street Looping (Taranaki) |  | 0 | 0 | 67.7612 | 0 | 0 | 0
|  |  |  | Ferndale Southern looping (Taranaki) |  | 0 | 0 | 248.4576 | 404.5921 | 0 | 0
|  |  |  | Hokowhitu reinforcement (Manawatu) |  | 0 | 0 | 564.6764 | 0 | 0 | 0
177 |  |  |  | Palmerston North IP extension (Manawatu) |  | 0 | 0 | 571.0818 | 1629.6072 | 0 | 0
178 |  |  |  | DRS flow measurement equipement (All regions) |  | 57.208 | 348.2238 | 282.3382 | 280.9668 | 284.1528 | 285.409
179 |  |  |  | Eastbourne pressure upgrade (Hutt Valley - Porirua) |  | 276.417 | 0 | 0 | 0 | 0 | 0
180 |  |  |  | Whitby (Mana) Reinforcement (Hutt Valley - Porirua) |  | 896.749 | 0 | 0 | 0 | 0 | 0
181 |  |  |  | * include additional rows if needed
182 |  |  |  | All other quality of supply projects or programmes |  | 281.9086 | 883.6216 | 1129.3528 | 1135.1057 | 1136.6112 | 1141.6358
183 |  |  | Quality of supply expenditure |  |  | 2473.4658 | 2215.5094 | 2863.6681 | 3450.2718 | 1420.764 | 1427.0448
184 |  | less |  | Capital contributions funding quality of supply |  | 0 | 0 | 0 | 0 | 0 | 0
185 |  |  | Quality of supply less capital contributions |  |  | 2473.4658 | 2215.5094 | 2863.6681 | 3450.2718 | 1420.764 | 1427.0448
186
187 | 11a(vii): Legislative and Regulatory
188 |  |  |  | Project or programme
189 |  |  |  | Nil |  | 0 | 0 | 0 | 0 | 0 | 0
190 |  |  |  | - |  | 0 | 0 | 0 | 0 | 0 | 0
191 |  |  |  | - |  | 0 | 0 | 0 | 0 | 0 | 0
192 |  |  |  | - |  | 0 | 0 | 0 | 0 | 0 | 0
193 |  |  |  | - |  | 0 | 0 | 0 | 0 | 0 | 0
194 |  |  |  | * include additional rows if needed
195 |  |  |  | All other legislative and regulatory projects or programmes |  | 0 | 0 | 0 | 0 | 0 | 0
196 |  |  | Legislative and regulatory expenditure |  |  | 0 | 0 | 0 | 0 | 0 | 0
197 |  | less |  | Capital contributions funding legislative and regulatory |  | 0 | 0 | 0 | 0 | 0 | 0
198 |  |  | Legislative and regulatory less capital contributions |  |  | 0 | 0 | 0 | 0 | 0 | 0
199 | 11a(viii): Other Reliability, Safety and Environment
200 |  |  |  | Project or programme*
201 |  |  |  | DRS protection programme (All regions) |  | 201.204 | 706.2419 | 1129.3528 | 1123.867 | 568.3056 | 570.8179
202 |  |  |  | Hyderabad Road IP pipe realignment (Hawkes Bay) |  | 0 | 279.45 | 0 | 0 | 0 | 0
203 |  |  |  | IP signage renewal (All regions) |  | 503.01 | 0 | 0 | 0 | 0 | 0
204 |  |  |  | Westshore (Hawkes Bay) |  | 502.064 | 0 | 0 | 0 | 0 | 0
205 |  |  |  | -
206 |  |  |  | * include additional rows if needed
207 |  |  |  | All other reliability, safety and environment projects or programmes |  | 667.1574 | 248.2635 | 225.8706 | 269.7281 | 327.344 | 394.5493
208 |  |  | Other reliability, safety and environment expenditure |  |  | 1873.4354 | 1233.9554 | 1355.2234 | 1393.5951 | 895.6496 | 965.3672
209 |  | less |  | Capital contributions funding other reliability, safety and environment |  | 0 | 0 | 0 | 0 | 0 | 0
210 |  |  | Other Reliability, safety and environment less capital contributions |  |  | 1873.4354 | 1233.9554 | 1355.2234 | 1393.5951 | 895.6496 | 965.3672
211 | 11a(ix): Non-Network Assets
212 |  | Routine expenditure
213 |  |  |  | Project or programme*
214 |  |  |  | Nil |  | 0 | 0 | 0 | 0 | 0 | 0
215 |  |  |  | - |  | 0 | 0 | 0 | 0 | 0 | 0
216 |  |  |  | - |  | 0 | 0 | 0 | 0 | 0 | 0
217 |  |  |  | - |  | 0 | 0 | 0 | 0 | 0 | 0
218 |  |  |  | - |  | 0 | 0 | 0 | 0 | 0 | 0
219 |  |  |  | * include additional rows if needed
220 |  |  |  | All other routine expenditure projects or programmes |  | 1620.0622 | 1959.6065 | 1537.484 | 1172.5672 | 1128.7795 | 1062.9869
221 |  |  | Routine expenditure |  |  | 1620.0622 | 1959.6065 | 1537.484 | 1172.5672 | 1128.7795 | 1062.9869
222 |  | Atypical expenditure
223 |  |  |  | Project or programme*
224 |  |  |  | Enterprise Asset Management System |  | 0 | 46.2415 | 646.2899 | 865.1173 | 271.9756 | 0
225 |  |  |  | - |  | 0 | 0 | 0 | 0 | 0 | 0
226 |  |  |  | - |  | 0 | 0 | 0 | 0 | 0 | 0
227 |  |  |  | - |  | 0 | 0 | 0 | 0 | 0 | 0
228 |  |  |  | - |  | 0 | 0 | 0 | 0 | 0 | 0
229 |  |  |  | * include additional rows if needed
230 |  |  |  | All other atypical expenditure projects or programmes |  | 0 | 0 | 0 | 0 | 0 | 0
231 |  |  | Atypical expenditure |  |  | 0 | 46.2415 | 646.2899 | 865.1173 | 271.9756 | 0
232
233 |  |  | Non-network assets expenditure |  |  | 1620.0622 | 2005.8481 | 2183.7739 | 2037.6845 | 1400.7551 | 1062.9869

## Vector GDB s11a AMP2014
[11 empty] | Company Name | Vector
[11 empty] | AMP Planning Period | 1 July 2014 – 30 June 2024
SCHEDULE 11a: REPORT ON FORECAST CAPITAL EXPENDITURE
This schedule requires a breakdown of forecast expenditure on assets for the current disclosure year and a 10 year planning period. The forecasts should be consistent with the supporting information set out in the AMP. The forecast is to be expressed in both constant price and nominal dollar terms. Also required is a forecast of the value of commissioned assets (i.e., the value of RAB additions) GDBs must provide explanatory comment on the difference between constant price and nominal dollar forecasts of expenditure on assets in Schedule 14a (Mandatory Explanatory Notes). This information is not part of audited disclosure information.
sch ref
7 | [5 empty] | Current Year CY | CY+1 | CY+2 | CY+3 | CY+4 | CY+5 | CY+6 | CY+7 | CY+8 | CY+9 | CY+10
8 |  |  |  |  | for year ended | 2014-06-30 | 2015-06-30 | 2016-06-30 | 2017-06-30 | 2018-06-30 | 2019-06-30 | 2020-06-30 | 2021-06-30 | 2022-06-30 | 2023-06-30 | 2024-06-30
9 | 11a(i): Expenditure on Assets Forecast |  |  |  |  | 2014-06-30: $000 (nominal dollars)
10 |  |  |  | Consumer connection |  | 15121 | 17204 | 14704 | 15177 | 16193 | 15318 | 15939 | 16733 | 17271 | 18027 | 18871
11 |  |  |  | System growth |  | 1653 | 4394 | 3426 | 3310 | 3815 | 6294 | 9736 | 8415 | 7822 | 4094 | 1520
12 |  |  |  | Asset replacement and renewal |  | 11452 | 5067 | 2514 | 3129 | 2494 | 3665 | 3757 | 3821 | 3917 | 4015 | 4115
13 |  |  |  | Asset relocations |  | 2173 | 4311 | 4876 | 5125 | 5310 | 5391 | 5058 | 5024 | 5150 | 5278 | 5410
14 |  |  |  | Reliability, safety and environment:
15 |  |  |  | Quality of supply |  | 405 | 664 | 368 | 134 | 130 | 280 | 136 | 93 | 365 | 98 | 100
16 |  |  |  | Legislative and regulatory |  | 0 | 0 | 0 | 0 | 0 | 0 | 0 | 0 | 0 | 0 | 0
17 |  |  |  | Other reliability, safety and environment |  | 213 | 0 | 0 | 0 | 0 | 0 | 0 | 0 | 0 | 0 | 0
18 |  |  |  | Total reliability, safety and environment |  | 618 | 664 | 368 | 134 | 130 | 280 | 136 | 93 | 365 | 98 | 100
19 |  |  | Expenditure on network assets |  |  | 31017 | 31640 | 25888 | 26875 | 27942 | 30948 | 34626 | 34086 | 34525 | 31512 | 30016
20 |  |  |  | Non-network assets |  | 1199 | 1492 | 2094 | 961 | 1042 | 1206 | 1764 | 1021 | 1084 | 1252 | 1212
21 |  |  | Expenditure on assets |  |  | 32216 | 33132 | 27982 | 27836 | 28984 | 32154 | 36390 | 35107 | 35609 | 32764 | 31228
22
|  | plus |  | Cost of financing |  | 140 | 187 | 172 | 169 | 178 | 211 | 249 | 231 | 230 | 192 | 168
24 |  | less |  | Value of capital contributions |  | 3700 | 5633 | 5971 | 6233 | 6525 | 6462 | 6379 | 6508 | 6693 | 6919 | 7164
25 |  | plus |  | Value of vested assets |  | 0 | 0 | 0 | 0 | 0 | 0 | 0 | 0 | 0 | 0 | 0
26 |  |  | Capital expenditure forecast |  |  | 28656 | 27686 | 22183 | 21772 | 22637 | 25903 | 30260 | 28830 | 29146 | 26037 | 24232
27
28 |  |  |  | Value of commissioned assets |  | 26766.5503 | 30886.9562 | 22183 | 21772 | 22637 | 25903 | 30260 | 28830 | 29146 | 26037 | 24232
29
30 | [5 empty] | Current Year CY | CY+1 | CY+2 | CY+3 | CY+4 | CY+5 | CY+6 | CY+7 | CY+8 | CY+9 | CY+10
31 |  |  |  |  | for year ended | 2014-06-30 | 2015-06-30 | 2016-06-30 | 2017-06-30 | 2018-06-30 | 2019-06-30 | 2020-06-30 | 2021-06-30 | 2022-06-30 | 2023-06-30 | 2024-06-30
32 | [5 empty] | 2014-06-30: $000 (in constant prices)
33 |  |  |  | Consumer connection |  | 15121 | 16754 | 13930 | 13949 | 14520 | 13401 | 13604 | 13934 | 14031 | 14288 | 14592
34 |  |  |  | System growth |  | 1653 | 4279 | 3246 | 3043 | 3420 | 5507 | 8310 | 7007 | 6354 | 3245 | 1175
35 |  |  |  | Asset replacement and renewal |  | 11452 | 4936 | 2382 | 2876 | 2236 | 3206 | 3206 | 3182 | 3182 | 3182 | 3182
36 |  |  |  | Asset relocations |  | 2173 | 4198 | 4619 | 4710 | 4761 | 4717 | 4317 | 4184 | 4184 | 4184 | 4184
37 |  |  |  | Reliability, safety and environment:
38 |  |  |  | Quality of supply |  | 405 | 647 | 349 | 123 | 116 | 245 | 116 | 78 | 297 | 78 | 78
39 |  |  |  | Legislative and regulatory |  | 0 | 0 | 0 | 0 | 0 | 0 | 0 | 0 | 0 | 0 | 0
40 |  |  |  | Other reliability, safety and environment |  | 213 | 0 | 0 | 0 | 0 | 0 | 0 | 0 | 0 | 0 | 0
41 |  |  |  | Total reliability, safety and environment |  | 618 | 647 | 349 | 123 | 116 | 245 | 116 | 78 | 297 | 78 | 78
42 |  |  | Expenditure on network assets |  |  | 31017 | 30814 | 24526 | 24701 | 25053 | 27076 | 29553 | 28385 | 28048 | 24977 | 23211
43 |  |  |  | Non-network assets |  | 1199 | 1453 | 1984 | 883 | 935 | 1055 | 1506 | 850 | 880 | 992 | 937
44 |  |  | Expenditure on assets |  |  | 32216 | 32267 | 26510 | 25584 | 25988 | 28131 | 31059 | 29235 | 28928 | 25969 | 24148
45 |  | Subcomponents of expenditure on assets (where known)
46 |  |  |  | Research and development |  | N/A | N/A | N/A | N/A | N/A | N/A | N/A | N/A | N/A | N/A | N/A
47
48 | [5 empty] | Current Year CY | CY+1 | CY+2 | CY+3 | CY+4 | CY+5 | CY+6 | CY+7 | CY+8 | CY+9 | CY+10
49 |  |  |  |  | for year ended | 2014-06-30 | 2015-06-30 | 2016-06-30 | 2017-06-30 | 2018-06-30 | 2019-06-30 | 2020-06-30 | 2021-06-30 | 2022-06-30 | 2023-06-30 | 2024-06-30
50 |  | Difference between nominal and constant price forecasts |  |  |  | 2014-06-30: $000
51 |  |  |  | Consumer connection |  | 0 | 450 | 774 | 1228 | 1673 | 1917 | 2335 | 2799 | 3240 | 3739 | 4279
52 |  |  |  | System growth |  | 0 | 115 | 180 | 267 | 395 | 787 | 1426 | 1408 | 1468 | 849 | 345
53 |  |  |  | Asset replacement and renewal |  | 0 | 131 | 132 | 253 | 258 | 459 | 551 | 639 | 735 | 833 | 933
54 |  |  |  | Asset relocations |  | 0 | 113 | 257 | 415 | 549 | 674 | 741 | 840 | 966 | 1094 | 1226
55 |  |  |  | Reliability, safety and environment: | bar: 2014-06-30 to 2022-06-30
56 |  |  |  | Quality of supply |  | 0 | 17 | 19 | 11 | 14 | 35 | 20 | 15 | 68 | 20 | 22
57 |  |  |  | Legislative and regulatory |  | 0 | 0 | 0 | 0 | 0 | 0 | 0 | 0 | 0 | 0 | 0
58 |  |  |  | Other reliability, safety and environment |  | 0 | 0 | 0 | 0 | 0 | 0 | 0 | 0 | 0 | 0 | 0
59 |  |  |  | Total reliability, safety and environment |  | 0 | 17 | 19 | 11 | 14 | 35 | 20 | 15 | 68 | 20 | 22
60 |  |  | Expenditure on network assets |  |  | 0 | 826 | 1362 | 2174 | 2889 | 3872 | 5073 | 5701 | 6477 | 6535 | 6805
61 |  |  |  | Non-network assets |  | 0 | 39 | 110 | 78 | 107 | 151 | 258 | 171 | 204 | 260 | 275
62 |  |  | Expenditure on assets |  |  | 0 | 865 | 1472 | 2252 | 2996 | 4023 | 5331 | 5872 | 6681 | 6795 | 7080
70 | [5 empty] | 2014-06-30: Current Year CY
71 | [5 empty] | 2015-06-30: CY+1; 2016-06-30: CY+2; 2017-06-30: CY+3; 2018-06-30: CY+4; 2019-06-30: CY+5
72 | 11a(ii): Consumer Connection |  |  |  | for year ended | 2014-06-30 | 2015-06-30 | 2016-06-30 | 2017-06-30 | 2018-06-30 | 2019-06-30
73 |  |  |  | Consumer types defined by GDB* |  | 2014-06-30: $000 (in constant prices)
74 |  |  |  | Mains Extensions/Subdivsions |  | 7579 | 8654 | 4934 | 4345 | 4475 | 4602
75 |  |  |  | Service Connections - Residential |  | 6533 | 6910 | 7809 | 8420 | 8862 | 7619
76 |  |  |  | Service Connections - Commercial |  | 988 | 1132 | 1129 | 1126 | 1125 | 1122
77 |  |  |  | Customer Easements |  | 21 | 58 | 58 | 58 | 58 | 58
78 | [5 empty] | 0 | 0 | 0 | 0 | 0 | 0
79 |  |  |  | * include additional rows if needed
80 |  |  | Consumer connection expenditure |  |  | 15121 | 16754 | 13930 | 13949 | 14520 | 13401
81 |  | less |  | Capital contributions funding consumer connection |  | 2145 | 2514 | 2414 | 2426 | 2518 | 2327
82 |  |  | Consumer connection less capital contributions |  |  | 12976 | 14240 | 11516 | 11523 | 12002 | 11074
83 | 11a(iii): System Growth
84 |  |  | Intermediate pressure
85 |  |  |  | Main pipe |  | 0 | 1458 | 546 | 193 | 1583 | 2739
86 |  |  |  | Service pipe |  | 0 | 0 | 0 | 0 | 0 | 0
87 |  |  |  | Stations |  | 1030 | 1249 | 1067 | 1137 | 498 | 848
88 |  |  |  | Line valve |  | 8 | 0 | 0 | 0 | 0 | 0
89 |  |  |  | Special crossings |  | 0 | 96 | 0 | 0 | 17 | 41
90 |  |  | Intermediate Pressure total |  |  | 1038 | 2803 | 1613 | 1330 | 2098 | 3628
91 |  |  | Medium pressure
92 |  |  |  | Main pipe |  | 615 | 1360 | 1505 | 1453 | 958 | 1763
93 |  |  |  | Service pipe |  | 0 | 0 | 12 | 0 | 0 | 0
94 |  |  |  | Stations |  | 0 | 0 | 0 | 144 | 248 | 0
95 |  |  |  | Line valve |  | 0 | 0 | 0 | 0 | 0 | 0
96 |  |  |  | Special crossings |  | 0 | 0 | 0 | 0 | 0 | 0
97 |  |  |  | Medium Pressure total |  | 615 | 1360 | 1517 | 1597 | 1206 | 1763
98 |  |  | Low Pressure
99 |  |  |  | Main pipe |  | 0 | 0 | 0 | 0 | 0 | 0
100 |  |  |  | Service pipe |  | 0 | 0 | 0 | 0 | 0 | 0
101 |  |  |  | Line valve |  | 0 | 0 | 0 | 0 | 0 | 0
102 |  |  |  | Special crossings |  | 0 | 0 | 0 | 0 | 0 | 0
103 |  |  | Low Pressure total |  |  | 0 | 0 | 0 | 0 | 0 | 0
104 |  |  | Other assets
105 |  |  |  | Monitoring and control systems |  | 0 | 116 | 116 | 116 | 116 | 116
106 |  |  |  | Cathodic protection systems |  | 0 | 0 | 0 | 0 | 0 | 0
107 |  |  |  | Other assets (other than above) |  | 0 | 0 | 0 | 0 | 0 | 0
108 |  |  | Other total |  |  | 0 | 116 | 116 | 116 | 116 | 116
109
110 |  |  | System growth expenditure |  |  | 1653 | 4279 | 3246 | 3043 | 3420 | 5507
111 |  | less |  | Capital contributions funding system growth |  | 0 | 0 | 0 | 0 | 0 | 0
112 |  |  | System growth less capital contributions |  |  | 1653 | 4279 | 3246 | 3043 | 3420 | 5507
120 | [5 empty] | 2014-06-30: Current Year CY
121 | [6 empty] | CY+1 | CY+2 | CY+3 | CY+4 | CY+5
122 | 11a(iv): Asset Replacement and Renewal |  |  |  | for year ended | 2014-06-30 | 2015-06-30 | 2016-06-30 | 2017-06-30 | 2018-06-30 | 2019-06-30
123 |  |  | Intermediate pressure |  |  | 2014-06-30: $000 (in constant prices)
124 |  |  |  | Main pipe |  | 686 | 10 | 10 | 10 | 10 | 10
125 |  |  |  | Service pipe |  | 0 | 0 | 0 | 0 | 0 | 0
126 |  |  |  | Stations |  | 1011 | 728 | 679 | 640 | 388 | 388
127 |  |  |  | Line valve |  | 55 | 0 | 0 | 0 | 0 | 0
128 |  |  |  | Special crossings |  | 316 | 340 | 97 | 97 | 97 | 97
129 |  |  | Intermediate Pressure total |  |  | 2068 | 1078 | 786 | 747 | 495 | 495
130 |  |  | Medium pressure
131 |  |  |  | Main pipe |  | 4808 | 854 | 757 | 1339 | 1339 | 2309
132 |  |  |  | Service pipe |  | 3332 | 0 | 0 | 0 | 0 | 0
133 |  |  |  | Station |  | 36 | 49 | 49 | 49 | 49 | 49
134 |  |  |  | Line valve |  | 0 | 0 | 0 | 0 | 0 | 0
135 |  |  |  | Special crossings |  | 110 | 0 | 0 | 0 | 0 | 0
136 |  |  | Medium Pressure total |  |  | 8286 | 903 | 806 | 1388 | 1388 | 2358
137 |  |  | Low Pressure
138 |  |  |  | Main pipe |  | 0 | 1069 | 0 | 0 | 0 | 0
139 |  |  |  | Service pipe |  | 0 | 499 | 0 | 0 | 0 | 0
140 |  |  |  | Line valve |  | 0 | 0 | 0 | 0 | 0 | 0
141 |  |  |  | Special crossings |  | 0 | 0 | 0 | 0 | 0 | 0
142 |  |  | Low Pressure total |  |  | 0 | 1568 | 0 | 0 | 0 | 0
143 |  |  | Other assets
144 |  |  |  | Monitoring and control systems |  | 104 | 24 | 24 | 24 | 24 | 24
145 |  |  |  | Cathodic protection systems |  | 570 | 703 | 553 | 504 | 116 | 116
146 |  |  |  | Other assets (other than above) |  | 424 | 660 | 213 | 213 | 213 | 213
147 |  |  | Other total |  |  | 1098 | 1387 | 790 | 741 | 353 | 353
148
149 |  |  | Asset replacement and renewal expenditure |  |  | 11452 | 4936 | 2382 | 2876 | 2236 | 3206
150 |  | less |  | Capital contributions funding asset replacement and renewal |  | 0 | 0 | 0 | 0 | 0 | 0
151 |  |  | Asset replacement and renewal less capital contributions |  |  | 11452 | 4936 | 2382 | 2876 | 2236 | 3206
152
153 | 11a(v): Asset Relocations
154 |  |  |  | Project or programme*
155 | [5 empty] | 0 | 0 | 0 | 0 | 0 | 0
156 | [5 empty] | 0 | 0 | 0 | 0 | 0 | 0
157 | [5 empty] | 0 | 0 | 0 | 0 | 0 | 0
158 | [5 empty] | 0 | 0 | 0 | 0 | 0 | 0
159 | [5 empty] | 0 | 0 | 0 | 0 | 0 | 0
160 |  |  |  | * include additional rows if needed
161 |  |  |  | All other asset relocations projects or programmes |  | 2173 | 4198 | 4619 | 4710 | 4761 | 4717
162 |  |  | Asset relocations expenditure |  |  | 2173 | 4198 | 4619 | 4710 | 4761 | 4717
163 |  | less |  | Capital contributions funding asset relocations |  | 1555 | 2972 | 3243 | 3303 | 3333 | 3326
164 |  |  | Asset relocations less capital contributions |  |  | 618 | 1226 | 1376 | 1407 | 1428 | 1391
172 | [5 empty] | Current Year CY | CY+1 | CY+2 | CY+3 | CY+4 | CY+5
173 | 11a(vi): Quality of Supply |  |  |  | for year ended | 2014-06-30 | 2015-06-30 | 2016-06-30 | 2017-06-30 | 2018-06-30 | 2019-06-30
174
175 |  |  |  | Project or programme* |  | 2014-06-30: $000 (in constant prices)
176 | [5 empty] | 0 | 0 | 0 | 0 | 0 | 0
177 | [5 empty] | 0 | 0 | 0 | 0 | 0 | 0
178 | [5 empty] | 0 | 0 | 0 | 0 | 0 | 0
179 | [5 empty] | 0 | 0 | 0 | 0 | 0 | 0
180 | [5 empty] | 0 | 0 | 0 | 0 | 0 | 0
181 |  |  |  | * include additional rows if needed
182 |  |  |  | All other quality of supply projects or programmes |  | 405 | 647 | 349 | 123 | 116 | 245
183 |  |  | Quality of supply expenditure |  |  | 405 | 647 | 349 | 123 | 116 | 245
184 |  | less |  | Capital contributions funding quality of supply |  | 0 | 0 | 0 | 0 | 0 | 0
185 |  |  | Quality of supply less capital contributions |  |  | 405 | 647 | 349 | 123 | 116 | 245
186
187 | 11a(vii): Legislative and Regulatory
188 |  |  |  | Project or programme
189 | [5 empty] | 0 | 0 | 0 | 0 | 0 | 0
190 | [5 empty] | 0 | 0 | 0 | 0 | 0 | 0
191 | [5 empty] | 0 | 0 | 0 | 0 | 0 | 0
192 | [5 empty] | 0 | 0 | 0 | 0 | 0 | 0
193 | [5 empty] | 0 | 0 | 0 | 0 | 0 | 0
194 |  |  |  | * include additional rows if needed
195 |  |  |  | All other legislative and regulatory projects or programmes |  | 0 | 0 | 0 | 0 | 0 | 0
196 |  |  | Legislative and regulatory expenditure |  |  | 0 | 0 | 0 | 0 | 0 | 0
197 |  | less |  | Capital contributions funding legislative and regulatory |  | 0 | 0 | 0 | 0 | 0 | 0
198 |  |  | Legislative and regulatory less capital contributions |  |  | 0 | 0 | 0 | 0 | 0 | 0
199 | 11a(viii): Other Reliability, Safety and Environment
200 |  |  |  | Project or programme*
201 | [5 empty] | 0 | 0 | 0 | 0 | 0 | 0
202 | [5 empty] | 0 | 0 | 0 | 0 | 0 | 0
203 | [5 empty] | 0 | 0 | 0 | 0 | 0 | 0
204 | [5 empty] | 0 | 0 | 0 | 0 | 0 | 0
205 | [5 empty] | 0 | 0 | 0 | 0 | 0 | 0
206 |  |  |  | * include additional rows if needed
207 |  |  |  | All other reliability, safety and environment projects or programmes |  | 213 | 0 | 0 | 0 | 0 | 0
208 |  |  | Other reliability, safety and environment expenditure |  |  | 213 | 0 | 0 | 0 | 0 | 0
209 |  | less |  | Capital contributions funding other reliability, safety and environment |  | 0 | 0 | 0 | 0 | 0 | 0
210 |  |  | Other Reliability, safety and environment less capital contributions |  |  | 213 | 0 | 0 | 0 | 0 | 0
211 | 11a(ix): Non-Network Assets
212 |  | Routine expenditure
213 |  |  |  | Project or programme*
214 | [5 empty] | 0 | 0 | 0 | 0 | 0 | 0
215 | [5 empty] | 0 | 0 | 0 | 0 | 0 | 0
216 | [5 empty] | 0 | 0 | 0 | 0 | 0 | 0
217 | [5 empty] | 0 | 0 | 0 | 0 | 0 | 0
218 | [5 empty] | 0 | 0 | 0 | 0 | 0 | 0
219 |  |  |  | * include additional rows if needed
220 |  |  |  | All other routine expenditure projects or programmes |  | 1169 | 1453 | 1984 | 883 | 935 | 1055
221 |  |  | Routine expenditure |  |  | 1169 | 1453 | 1984 | 883 | 935 | 1055
222 |  | Atypical expenditure
223 |  |  |  | Project or programme*
224 | [5 empty] | 0 | 0 | 0 | 0 | 0 | 0
225 | [5 empty] | 0 | 0 | 0 | 0 | 0 | 0
226 | [5 empty] | 0 | 0 | 0 | 0 | 0 | 0
227 | [5 empty] | 0 | 0 | 0 | 0 | 0 | 0
228 | [5 empty] | 0 | 0 | 0 | 0 | 0 | 0
229 |  |  |  | * include additional rows if needed
230 |  |  |  | All other atypical expenditure projects or programmes |  | 30 | 0 | 0 | 0 | 0 | 0
231 |  |  | Atypical expenditure |  |  | 30 | 0 | 0 | 0 | 0 | 0
232
233 |  |  | Non-network assets expenditure |  |  | 1199 | 1453 | 1984 | 883 | 935 | 1055

## GasNet s11b AMP2013
[10 empty] | Company Name | GasNet Limited
[10 empty] | AMP Planning Period | 1 July 2013 – 30 June 2023
SCHEDULE 11b: REPORT ON FORECAST OPERATIONAL EXPENDITURE
This schedule requires a breakdown of forecast operational expenditure for the disclosure year and a 10 year planning period. The forecasts should be consistent with the supporting information set out in the AMP. The forecast is to be expressed in both constant price and nominal dollar terms. GDBs must provide explanatory comment on the difference between constant price and nominal dollar operational expenditure forecasts in Schedule 14a (Mandatory Explanatory Notes). This information is not part of audited disclosure information.
sch ref
7 |  |  |  |  | Current year CY | CY+1 | CY+2 | CY+3 | CY+4 | CY+5 | CY+6 | CY+7 | CY+8 | CY+9 | CY+10
8 |  |  |  | for year ended | 2013-06-30 | 2014-06-30 | 2015-06-30 | 2016-06-30 | 2017-06-30 | 2018-06-30 | 2019-06-30 | 2020-06-30 | 2021-06-30 | 2022-06-30 | 2023-06-30
9 | Operational Expenditure Forecast |  |  |  | 2013-06-30: $000 (in nominal dollars)
10 |  |  | Service interruptions, incidents and emergencies |  | 40 | 41 | 42 | 43 | 44 | 45 | 46 | 46 | 47 | 48 | 49
11 |  |  | Routine and corrective maintenance and inspection |  | 81 | 82 | 84 | 86 | 87 | 89 | 91 | 93 | 95 | 97 | 99
12 |  |  | Asset replacement and renewal |  | 0 | 0 | 0 | 0 | 0 | 0 | 0 | 0 | 0 | 0 | 0
13 |  | Network opex |  |  | 121 | 123 | 126 | 129 | 131 | 134 | 137 | 139 | 142 | 145 | 148
14 |  |  | System operations and network support |  | 665 | 678 | 693 | 707 | 722 | 736 | 751 | 766 | 781 | 797 | 813
15 |  |  | Business support |  | 858 | 965 | 914 | 939 | 965 | 991 | 1011 | 1031 | 1052 | 1073 | 1095
16 |  | Non-network opex |  |  | 1523 | 1643 | 1607 | 1646 | 1687 | 1727 | 1762 | 1797 | 1833 | 1870 | 1908
17 |  | Operational expenditure |  |  | 1644 | 1766 | 1733 | 1775 | 1818 | 1861 | 1899 | 1936 | 1975 | 2015 | 2056
18 |  |  |  |  | Current year CY | CY+1 | CY+2 | CY+3 | CY+4 | CY+5 | CY+6 | CY+7 | CY+8 | CY+9 | CY+10
19 |  |  |  | for year ended | 2013-06-30 | 2014-06-30 | 2015-06-30 | 2016-06-30 | 2017-06-30 | 2018-06-30 | 2019-06-30 | 2020-06-30 | 2021-06-30 | 2022-06-30 | 2023-06-30
20 |  |  |  |  | 2013-06-30: $000 (in constant prices)
21 |  |  | Service interruptions, incidents and emergencies |  | 40 | 40 | 40 | 40 | 40 | 40 | 40 | 40 | 40 | 40 | 40
22 |  |  | Routine and corrective maintenance and inspection |  | 80 | 80 | 80 | 80 | 80 | 80 | 80 | 80 | 80 | 80 | 80
23 |  |  | Asset replacement and renewal |  | 0 | 0 | 0 | 0 | 0 | 0 | 0 | 0 | 0 | 0 | 0
24 |  | Network opex |  |  | 120 | 120 | 120 | 120 | 120 | 120 | 120 | 120 | 120 | 120 | 120
25 |  |  | System operations and network support |  | 660 | 660 | 660 | 660 | 660 | 660 | 660 | 660 | 660 | 660 | 660
26 |  |  | Business support |  | 851.9424 | 939.9424 | 870.9424 | 875.9424 | 882.9424 | 888.9424 | 888.9424 | 888.9424 | 888.9424 | 888.9424 | 888.9424
27 |  | Non-network opex |  |  | 1511.9424 | 1599.9424 | 1530.9424 | 1535.9424 | 1542.9424 | 1548.9424 | 1548.9424 | 1548.9424 | 1548.9424 | 1548.9424 | 1548.9424
28 |  | Operational expenditure |  |  | 1631.9424 | 1719.9424 | 1650.9424 | 1655.9424 | 1662.9424 | 1668.9424 | 1668.9424 | 1668.9424 | 1668.9424 | 1668.9424 | 1668.9424
29 | Subcomponents of operational expenditure (where known)
30 |  |  | Research and development |  | 0 | 0 | 0 | 0 | 0 | 0 | 0 | 0 | 0 | 0 | 0
|  |  | Insurance |  | 178 | 191 | 197 | 202 | 209 | 215 | 215 | 215 | 215 | 215 | 215
32
33 |  |  |  |  | Current year CY | CY+1 | CY+2 | CY+3 | CY+4 | CY+5 | CY+6 | CY+7 | CY+8 | CY+9 | CY+10
34 |  |  |  | for year ended | 2013-06-30 | 2014-06-30 | 2015-06-30 | 2016-06-30 | 2017-06-30 | 2018-06-30 | 2019-06-30 | 2020-06-30 | 2021-06-30 | 2022-06-30 | 2023-06-30
35 | Difference between nominal and real forecasts |  |  |  | 2013-06-30: $000
36 |  |  | Service interruptions, incidents and emergencies |  | 0 | 1 | 2 | 3 | 4 | 5 | 6 | 6 | 7 | 8 | 9
37 |  |  | Routine and corrective maintenance and inspection |  | 1 | 2 | 4 | 6 | 7 | 9 | 11 | 13 | 15 | 17 | 19
38 |  |  | Asset replacement and renewal |  | 0 | 0 | 0 | 0 | 0 | 0 | 0 | 0 | 0 | 0 | 0
39 |  | Network opex |  |  | 1 | 3 | 6 | 9 | 11 | 14 | 17 | 19 | 22 | 25 | 28
40 |  |  | System operations and network support |  | 5 | 18 | 33 | 47 | 62 | 76 | 91 | 106 | 121 | 137 | 153
41 |  |  | Business support |  | 6.0576 | 25.0576 | 43.0576 | 63.0576 | 82.0576 | 102.0576 | 122.0576 | 142.0576 | 163.0576 | 184.0576 | 206.0576
42 |  | Non-network opex |  |  | 11.0576 | 43.0576 | 76.0576 | 110.0576 | 144.0576 | 178.0576 | 213.0576 | 248.0576 | 284.0576 | 321.0576 | 359.0576
43 |  | Operational expenditure |  |  | 12.0576 | 46.0576 | 82.0576 | 119.0576 | 155.0576 | 192.0576 | 230.0576 | 267.0576 | 306.0576 | 346.0576 | 387.0576

## Powerco s11b AMP2013
[10 empty] | Company Name | Powerco
[10 empty] | AMP Planning Period | 1 October 2013 – 30 September 2023
SCHEDULE 11b: REPORT ON FORECAST OPERATIONAL EXPENDITURE
This schedule requires a breakdown of forecast operational expenditure for the disclosure year and a 10 year planning period. The forecasts should be consistent with the supporting information set out in the AMP. The forecast is to be expressed in both constant price and nominal dollar terms. GDBs must provide explanatory comment on the difference between constant price and nominal dollar operational expenditure forecasts in Schedule 14a (Mandatory Explanatory Notes). This information is not part of audited disclosure information.
sch ref
7 |  |  |  |  | Current year CY | CY+1 | CY+2 | CY+3 | CY+4 | CY+5 | CY+6 | CY+7 | CY+8 | CY+9 | CY+10
8 |  |  |  | for year ended | 2013-09-30 | 2014-09-30 | 2015-09-30 | 2016-09-30 | 2017-09-30 | 2018-09-30 | 2019-09-30 | 2020-09-30 | 2021-09-30 | 2022-09-30 | 2023-09-30
9 | Operational Expenditure Forecast |  |  |  | 2013-09-30: $000 (in nominal dollars)
10 |  |  | Service interruptions, incidents and emergencies |  | 340 | 350.0483 | 359.3861 | 369.6883 | 379.7899 | 390.086 | 400.6612 | 411.5231 | 422.6795 | 434.1384 | 445.9079
11 |  |  | Routine and corrective maintenance and inspection |  | 2275 | 2342.235 | 2404.7157 | 2473.6499 | 2541.2411 | 2610.1341 | 2134.9338 | 2192.8118 | 2252.259 | 2313.3177 | 2376.0317
12 |  |  | Asset replacement and renewal |  | 2750 | 2831.2731 | 2906.7992 | 2990.1262 | 3071.8299 | 3155.1072 | 3240.6421 | 3328.4959 | 3418.7314 | 3511.4133 | 3606.6077
13 |  | Network opex |  |  | 5365 | 5523.5564 | 5670.9009 | 5833.4644 | 5992.8608 | 6155.3272 | 5776.2371 | 5932.8309 | 6093.6699 | 6258.8693 | 6428.5473
14 |  |  | System operations and network support |  | 4083.3056 | 4183.046 | 4276.2527 | 4543.771 | 4581.231 | 4794.2128 | 4929.8673 | 5022.0055 | 5117.9802 | 5303.9719 | 5437.4848
15 |  |  | Business support |  | 6337.8223 | 6674.3251 | 6736.2091 | 6895.5846 | 7088.2789 | 7200.4518 | 7359.8247 | 7566.473 | 7732.9354 | 7903.06 | 8076.9273
16 |  | Non-network opex |  |  | 10421.1279 | 10857.3711 | 11012.4618 | 11439.3556 | 11669.5099 | 11994.6646 | 12289.692 | 12588.4785 | 12850.9156 | 13207.0318 | 13514.412
17 |  | Operational expenditure |  |  | 15786.1279 | 16380.9276 | 16683.3627 | 17272.8201 | 17662.3707 | 18149.9918 | 18065.9291 | 18521.3094 | 18944.5855 | 19465.9012 | 19942.9593
18 |  |  |  |  | Current year CY | CY+1 | CY+2 | CY+3 | CY+4 | CY+5 | CY+6 | CY+7 | CY+8 | CY+9 | CY+10
19 |  |  |  | for year ended | 2013-09-30 | 2014-09-30 | 2015-09-30 | 2016-09-30 | 2017-09-30 | 2018-09-30 | 2019-09-30 | 2020-09-30 | 2021-09-30 | 2022-09-30 | 2023-09-30
20 |  |  |  |  | 2013-09-30: $000 (in constant prices)
21 |  |  | Service interruptions, incidents and emergencies |  | 340 | 341.7 | 343.4085 | 345.1255 | 346.8512 | 348.5854 | 350.3284 | 352.08 | 353.8404 | 355.6096 | 357.3876
22 |  |  | Routine and corrective maintenance and inspection |  | 2275 | 2286.375 | 2297.8069 | 2309.2959 | 2320.8424 | 2332.4466 | 1866.7338 | 1876.0675 | 1885.4478 | 1894.8751 | 1904.3495
23 |  |  | Asset replacement and renewal |  | 2750 | 2763.75 | 2777.5687 | 2791.4566 | 2805.4139 | 2819.4409 | 2833.5382 | 2847.7058 | 2861.9444 | 2876.2541 | 2890.6354
24 |  | Network opex |  |  | 5365 | 5391.825 | 5418.7841 | 5445.878 | 5473.1074 | 5500.473 | 5050.6003 | 5075.8533 | 5101.2326 | 5126.7388 | 5152.3725
25 |  |  | System operations and network support |  | 4083.3056 | 4083.2845 | 4086.1391 | 4241.8743 | 4183.9066 | 4284.165 | 4310.5553 | 4296.5936 | 4284.4473 | 4344.5672 | 4358.0525
26 |  |  | Business support |  | 6337.8223 | 6515.149 | 6436.7309 | 6437.429 | 6473.5213 | 6434.4086 | 6435.2506 | 6473.5213 | 6473.5213 | 6473.5213 | 6473.5213
27 |  | Non-network opex |  |  | 10421.1279 | 10598.4334 | 10522.87 | 10679.3033 | 10657.4279 | 10718.5736 | 10745.8059 | 10770.1149 | 10757.9686 | 10818.0885 | 10831.5739
28 |  | Operational expenditure |  |  | 15786.1279 | 15990.2584 | 15941.6541 | 16125.1813 | 16130.5353 | 16219.0466 | 15796.4062 | 15845.9683 | 15859.2012 | 15944.8273 | 15983.9463
29 | Subcomponents of operational expenditure (where known)
30 |  |  | Research and development |  | 0 | 0 | 0 | 0 | 0 | 0 | 0 | 0 | 0 | 0 | 0
|  |  | Insurance |  | 256.5353 | 280.2375 | 305.8035 | 334.8045 | 328.8477 | 338.3408 | 348.0562 | 358.0717 | 368.3982 | 379.0471 | 390.0302
32
33 |  |  |  |  | Current year CY | CY+1 | CY+2 | CY+3 | CY+4 | CY+5 | CY+6 | CY+7 | CY+8 | CY+9 | CY+10
34 |  |  |  | for year ended | 2013-09-30 | 2014-09-30 | 2015-09-30 | 2016-09-30 | 2017-09-30 | 2018-09-30 | 2019-09-30 | 2020-09-30 | 2021-09-30 | 2022-09-30 | 2023-09-30
35 | Difference between nominal and real forecasts |  |  |  | 2013-09-30: $000
36 |  |  | Service interruptions, incidents and emergencies |  | 0 | 8.3483 | 15.9776 | 24.5628 | 32.9387 | 41.5006 | 50.3329 | 59.4431 | 68.8391 | 78.5288 | 88.5202
37 |  |  | Routine and corrective maintenance and inspection |  | 0 | 55.86 | 106.9088 | 164.354 | 220.3987 | 277.6875 | 268.1999 | 316.7443 | 366.8111 | 418.4426 | 471.6823
38 |  |  | Asset replacement and renewal |  | 0 | 67.5231 | 129.2304 | 198.6696 | 266.416 | 335.6662 | 407.104 | 480.7901 | 556.7871 | 635.1592 | 715.9723
39 |  | Network opex |  |  | 0 | 131.7314 | 252.1168 | 387.5864 | 519.7534 | 654.8543 | 725.6368 | 856.9775 | 992.4373 | 1132.1305 | 1276.1748
40 |  |  | System operations and network support |  | 0 | 99.7616 | 190.1135 | 301.8967 | 397.3245 | 510.0477 | 619.312 | 725.4119 | 833.5329 | 959.4047 | 1079.4322
41 |  |  | Business support |  | 0 | 159.1761 | 299.4782 | 458.1557 | 614.7576 | 766.0432 | 924.5741 | 1092.9517 | 1259.4141 | 1429.5387 | 1603.406
42 |  | Non-network opex |  |  | 0 | 258.9377 | 489.5918 | 760.0524 | 1012.0821 | 1276.0909 | 1543.8861 | 1818.3635 | 2092.947 | 2388.9433 | 2682.8382
43 |  | Operational expenditure |  |  | 0 | 390.6692 | 741.7086 | 1147.6388 | 1531.8354 | 1930.9452 | 2269.5229 | 2675.3411 | 3085.3843 | 3521.0739 | 3959.013

## Vector GDB s11b AMP2013
[10 empty] | Company Name | Vector
[10 empty] | AMP Planning Period | 1 July 2013 – 30 June 2023
SCHEDULE 11b: REPORT ON FORECAST OPERATIONAL EXPENDITURE
This schedule requires a breakdown of forecast operational expenditure for the disclosure year and a 10 year planning period. The forecasts should be consistent with the supporting information set out in the AMP. The forecast is to be expressed in both constant price and nominal dollar terms. GDBs must provide explanatory comment on the difference between constant price and nominal dollar operational expenditure forecasts in Schedule 14a (Mandatory Explanatory Notes). This information is not part of audited disclosure information.
sch ref
7 |  |  |  |  | Current year CY | CY+1 | CY+2 | CY+3 | CY+4 | CY+5 | CY+6 | CY+7 | CY+8 | CY+9 | CY+10
8 |  |  |  | for year ended | 2013-06-30 | 2014-06-30 | 2015-06-30 | 2016-06-30 | 2017-06-30 | 2018-06-30 | 2019-06-30 | 2020-06-30 | 2021-06-30 | 2022-06-30 | 2023-06-30
9 | Operational Expenditure Forecast |  |  |  | 2013-06-30: $000 (in nominal dollars)
10 |  |  | Service interruptions, incidents and emergencies |  | 4217 | 4149 | 4261 | 4408 | 4543 | 4657 | 4773 | 4892 | 5015 | 5140 | 5269
11 |  |  | Routine and corrective maintenance and inspection |  | 3727 | 4704 | 4843 | 5057 | 5144 | 5359 | 5497 | 5668 | 5845 | 6027 | 6216
12 |  |  | Asset replacement and renewal |  | 0 | 0 | 0 | 0 | 0 | 0 | 0 | 0 | 0 | 0 | 0
13 |  | Network opex |  |  | 7944 | 8853 | 9104 | 9465 | 9687 | 10016 | 10270 | 10560 | 10860 | 11167 | 11485
14 |  |  | System operations and network support |  | 3422 | 4146 | 4582 | 4719 | 4864 | 4985 | 5110 | 5238 | 5369 | 5503 | 5640
15 |  |  | Business support |  | 7011 | 8210 | 9080 | 9392 | 9680 | 9922 | 10171 | 10425 | 10685 | 10953 | 11226
16 |  | Non-network opex |  |  | 10433 | 12356 | 13662 | 14111 | 14544 | 14907 | 15281 | 15663 | 16054 | 16456 | 16866
17 |  | Operational expenditure |  |  | 18377 | 21209 | 22766 | 23576 | 24231 | 24923 | 25551 | 26223 | 26914 | 27623 | 28351
18 |  |  |  |  | Current year CY | CY+1 | CY+2 | CY+3 | CY+4 | CY+5 | CY+6 | CY+7 | CY+8 | CY+9 | CY+10
19 |  |  |  | for year ended | 2013-06-30 | 2014-06-30 | 2015-06-30 | 2016-06-30 | 2017-06-30 | 2018-06-30 | 2019-06-30 | 2020-06-30 | 2021-06-30 | 2022-06-30 | 2023-06-30
20 |  |  |  |  | 2013-06-30: $000 (in constant prices)
21 |  |  | Service interruptions, incidents and emergencies |  | 4217 | 4014 | 4014 | 4014 | 4014 | 4014 | 4014 | 4014 | 4014 | 4014 | 4014
22 |  |  | Routine and corrective maintenance and inspection |  | 3727 | 4550 | 4562 | 4605 | 4544 | 4619 | 4622 | 4650 | 4678 | 4707 | 4735
23 |  |  | Asset replacement and renewal |  | 0 | 0 | 0 | 0 | 0 | 0 | 0 | 0 | 0 | 0 | 0
24 |  | Network opex |  |  | 7944 | 8564 | 8576 | 8619 | 8558 | 8633 | 8636 | 8664 | 8692 | 8721 | 8749
25 |  |  | System operations and network support |  | 3422 | 4011 | 4316 | 4297 | 4297 | 4297 | 4297 | 4297 | 4297 | 4297 | 4297
26 |  |  | Business support |  | 7011 | 7942 | 8553 | 8553 | 8553 | 8553 | 8553 | 8553 | 8553 | 8553 | 8553
27 |  | Non-network opex |  |  | 10433 | 11953 | 12869 | 12850 | 12850 | 12850 | 12850 | 12850 | 12850 | 12850 | 12850
28 |  | Operational expenditure |  |  | 18377 | 20517 | 21445 | 21469 | 21408 | 21483 | 21486 | 21514 | 21542 | 21571 | 21599
29 | Subcomponents of operational expenditure (where known)
30 |  |  | Research and development |  | 0 | 0 | 0 | 0 | 0 | 0 | 0 | 0 | 0 | 0 | 0
|  |  | Insurance |  | 228 | 239 | 254 | 263 | 265 | 265 | 265 | 265 | 265 | 265 | 265
32
33 |  |  |  |  | Current year CY | CY+1 | CY+2 | CY+3 | CY+4 | CY+5 | CY+6 | CY+7 | CY+8 | CY+9 | CY+10
34 |  |  |  | for year ended | 2013-06-30 | 2014-06-30 | 2015-06-30 | 2016-06-30 | 2017-06-30 | 2018-06-30 | 2019-06-30 | 2020-06-30 | 2021-06-30 | 2022-06-30 | 2023-06-30
35 | Difference between nominal and real forecasts |  |  |  | 2013-06-30: $000
36 |  |  | Service interruptions, incidents and emergencies |  | 0 | 135 | 247 | 394 | 529 | 643 | 759 | 878 | 1001 | 1126 | 1255
37 |  |  | Routine and corrective maintenance and inspection |  | 0 | 154 | 281 | 452 | 600 | 740 | 875 | 1018 | 1167 | 1320 | 1481
38 |  |  | Asset replacement and renewal |  | 0 | 0 | 0 | 0 | 0 | 0 | 0 | 0 | 0 | 0 | 0
39 |  | Network opex |  |  | 0 | 289 | 528 | 846 | 1129 | 1383 | 1634 | 1896 | 2168 | 2446 | 2736
40 |  |  | System operations and network support |  | 0 | 135 | 266 | 422 | 567 | 688 | 813 | 941 | 1072 | 1206 | 1343
41 |  |  | Business support |  | 0 | 268 | 527 | 839 | 1127 | 1369 | 1618 | 1872 | 2132 | 2400 | 2673
42 |  | Non-network opex |  |  | 0 | 403 | 793 | 1261 | 1694 | 2057 | 2431 | 2813 | 3204 | 3606 | 4016
43 |  | Operational expenditure |  |  | 0 | 692 | 1321 | 2107 | 2823 | 3440 | 4065 | 4709 | 5372 | 6052 | 6752

## GasNet s11b AMP2014
[10 empty] | Company Name | GasNet Limited
[10 empty] | AMP Planning Period | 1 July 2014 – 30 June 2024
SCHEDULE 11b: REPORT ON FORECAST OPERATIONAL EXPENDITURE
This schedule requires a breakdown of forecast operational expenditure for the disclosure year and a 10 year planning period. The forecasts should be consistent with the supporting information set out in the AMP. The forecast is to be expressed in both constant price and nominal dollar terms. GDBs must provide explanatory comment on the difference between constant price and nominal dollar operational expenditure forecasts in Schedule 14a (Mandatory Explanatory Notes). This information is not part of audited disclosure information.
sch ref
7 |  |  |  |  | Current year CY | CY+1 | CY+2 | CY+3 | CY+4 | CY+5 | CY+6 | CY+7 | CY+8 | CY+9 | CY+10
8 |  |  |  | for year ended | 2014-06-30 | 2015-06-30 | 2016-06-30 | 2017-06-30 | 2018-06-30 | 2019-06-30 | 2020-06-30 | 2021-06-30 | 2022-06-30 | 2023-06-30 | 2024-06-30
9 | Operational Expenditure Forecast |  |  |  | 2014-06-30: $000 (in nominal dollars)
10 |  |  | Service interruptions, incidents and emergencies |  | 41 | 41 | 42 | 43 | 43 | 44 | 45 | 46 | 47 | 48 | 49
11 |  |  | Routine and corrective maintenance and inspection |  | 82 | 82 | 83 | 85 | 87 | 89 | 90 | 92 | 94 | 96 | 98
12 |  |  | Asset replacement and renewal |  | 0 | 0 | 0 | 0 | 0 | 0 | 0 | 0 | 0 | 0 | 0
13 |  | Network opex |  |  | 123 | 123 | 125 | 128 | 130 | 133 | 135 | 138 | 141 | 144 | 147
14 |  |  | System operations and network support |  | 678 | 675 | 689 | 703 | 717 | 731 | 746 | 761 | 776 | 791 | 807
15 |  |  | Business support |  | 965 | 961 | 909 | 932 | 959 | 985 | 1004 | 1024 | 1045 | 1066 | 1087
16 |  | Non-network opex |  |  | 1643 | 1636 | 1598 | 1635 | 1676 | 1716 | 1750 | 1785 | 1821 | 1857 | 1894
17 |  | Operational expenditure |  |  | 1766 | 1759 | 1723 | 1763 | 1806 | 1849 | 1885 | 1923 | 1962 | 2001 | 2041
18 |  |  |  |  | Current year CY | CY+1 | CY+2 | CY+3 | CY+4 | CY+5 | CY+6 | CY+7 | CY+8 | CY+9 | CY+10
19 |  |  |  | for year ended | 2014-06-30 | 2015-06-30 | 2016-06-30 | 2017-06-30 | 2018-06-30 | 2019-06-30 | 2020-06-30 | 2021-06-30 | 2022-06-30 | 2023-06-30 | 2024-06-30
20 |  |  |  |  | 2014-06-30: $000 (in constant prices)
21 |  |  | Service interruptions, incidents and emergencies |  | 41 | 40 | 40 | 40 | 40 | 40 | 40 | 40 | 40 | 40 | 40
22 |  |  | Routine and corrective maintenance and inspection |  | 82 | 80 | 80 | 80 | 80 | 80 | 80 | 80 | 80 | 80 | 80
23 |  |  | Asset replacement and renewal |  | 0 | 0 | 0 | 0 | 0 | 0 | 0 | 0 | 0 | 0 | 0
24 |  | Network opex |  |  | 123 | 120 | 120 | 120 | 120 | 120 | 120 | 120 | 120 | 120 | 120
25 |  |  | System operations and network support |  | 678 | 660 | 660 | 660 | 660 | 660 | 660 | 660 | 660 | 660 | 660
26 |  |  | Business support |  | 965 | 939.9424 | 870.9424 | 875.9424 | 882.9424 | 888.9424 | 888.9424 | 888.9424 | 888.9424 | 888.9424 | 888.9424
27 |  | Non-network opex |  |  | 1643 | 1599.9424 | 1530.9424 | 1535.9424 | 1542.9424 | 1548.9424 | 1548.9424 | 1548.9424 | 1548.9424 | 1548.9424 | 1548.9424
28 |  | Operational expenditure |  |  | 1766 | 1719.9424 | 1650.9424 | 1655.9424 | 1662.9424 | 1668.9424 | 1668.9424 | 1668.9424 | 1668.9424 | 1668.9424 | 1668.9424
29 | Subcomponents of operational expenditure (where known)
30 |  |  | Research and development |  | 0 | 0 | 0 | 0 | 0 | 0 | 0 | 0 | 0 | 0 | 0
|  |  | Insurance |  | 191 | 197 | 202 | 209 | 215 | 215 | 215 | 215 | 215 | 215 | 215
32
33 |  |  |  |  | Current year CY | CY+1 | CY+2 | CY+3 | CY+4 | CY+5 | CY+6 | CY+7 | CY+8 | CY+9 | CY+10
34 |  |  |  | for year ended | 2014-06-30 | 2015-06-30 | 2016-06-30 | 2017-06-30 | 2018-06-30 | 2019-06-30 | 2020-06-30 | 2021-06-30 | 2022-06-30 | 2023-06-30 | 2024-06-30
35 | Difference between nominal and real forecasts |  |  |  | 2014-06-30: $000
36 |  |  | Service interruptions, incidents and emergencies |  | 0 | 1 | 2 | 3 | 3 | 4 | 5 | 6 | 7 | 8 | 9
37 |  |  | Routine and corrective maintenance and inspection |  | 0 | 2 | 3 | 5 | 7 | 9 | 10 | 12 | 14 | 16 | 18
38 |  |  | Asset replacement and renewal |  | 0 | 0 | 0 | 0 | 0 | 0 | 0 | 0 | 0 | 0 | 0
39 |  | Network opex |  |  | 0 | 3 | 5 | 8 | 10 | 13 | 15 | 18 | 21 | 24 | 27
40 |  |  | System operations and network support |  | 0 | 15 | 29 | 43 | 57 | 71 | 86 | 101 | 116 | 131 | 147
41 |  |  | Business support |  | 0 | 21.0576 | 38.0576 | 56.0576 | 76.0576 | 96.0576 | 115.0576 | 135.0576 | 156.0576 | 177.0576 | 198.0576
42 |  | Non-network opex |  |  | 0 | 36.0576 | 67.0576 | 99.0576 | 133.0576 | 167.0576 | 201.0576 | 236.0576 | 272.0576 | 308.0576 | 345.0576
43 |  | Operational expenditure |  |  | 0 | 39.0576 | 72.0576 | 107.0576 | 143.0576 | 180.0576 | 216.0576 | 254.0576 | 293.0576 | 332.0576 | 372.0576

## Powerco s11b AMP2014
[10 empty] | Company Name | Powerco Limited
[10 empty] | AMP Planning Period | 1 October 2014 – 30 September 2024
SCHEDULE 11b: REPORT ON FORECAST OPERATIONAL EXPENDITURE
This schedule requires a breakdown of forecast operational expenditure for the disclosure year and a 10 year planning period. The forecasts should be consistent with the supporting information set out in the AMP. The forecast is to be expressed in both constant price and nominal dollar terms. GDBs must provide explanatory comment on the difference between constant price and nominal dollar operational expenditure forecasts in Schedule 14a (Mandatory Explanatory Notes). This information is not part of audited disclosure information.
sch ref
7 |  |  |  |  | Current year CY | CY+1 | CY+2 | CY+3 | CY+4 | CY+5 | CY+6 | CY+7 | CY+8 | CY+9 | CY+10
8 |  |  |  | for year ended | 2014-09-30 | 2015-09-30 | 2016-09-30 | 2017-09-30 | 2018-09-30 | 2019-09-30 | 2020-09-30 | 2021-09-30 | 2022-09-30 | 2023-09-30 | 2024-09-30
9 | Operational Expenditure Forecast |  |  |  | 2014-09-30: $000 (in nominal dollars)
10 |  |  | Service interruptions, incidents and emergencies |  | 348.7699 | 357.4038 | 366.9994 | 377.2001 | 386.6679 | 396.3732 | 406.3222 | 416.5209 | 426.9755 | 437.6926 | 448.6787
11 |  |  | Routine and corrective maintenance and inspection |  | 1968.3001 | 1853.7345 | 1903.5033 | 1956.4113 | 2005.5172 | 2055.8557 | 2107.4576 | 2160.3548 | 2214.5797 | 2270.1657 | 2327.1468
12 |  |  | Asset replacement and renewal |  | 3134.5556 | 3030.0007 | 3111.3497 | 3197.8298 | 3278.0953 | 3360.3755 | 3444.721 | 3531.1835 | 3619.8162 | 3710.6736 | 3803.8115
13 |  | Network opex |  |  | 5451.6256 | 5241.1391 | 5381.8523 | 5531.4412 | 5670.2804 | 5812.6044 | 5958.5008 | 6108.0592 | 6261.3714 | 6418.5319 | 6579.637
14 |  |  | System operations and network support |  | 3509.6892 | 3614.7218 | 3751.8025 | 3806.2678 | 3951.8101 | 3991.9103 | 4039.2418 | 4120.0267 | 4202.4272 | 4286.4757 | 4372.2053
15 |  |  | Business support |  | 7024.6858 | 7107.9401 | 7152.9572 | 7036.3832 | 6995.3078 | 7174.15 | 7350.1397 | 7497.1425 | 7647.0853 | 7800.027 | 7956.0276
16 |  | Non-network opex |  |  | 10534.375 | 10722.6619 | 10904.7598 | 10842.651 | 10947.118 | 11166.0603 | 11389.3815 | 11617.1692 | 11849.5125 | 12086.5028 | 12328.2328
17 |  | Operational expenditure |  |  | 15986.0006 | 15963.801 | 16286.612 | 16374.0922 | 16617.3983 | 16978.6647 | 17347.8823 | 17725.2283 | 18110.884 | 18505.0347 | 18907.8699
18 |  |  |  |  | Current year CY | CY+1 | CY+2 | CY+3 | CY+4 | CY+5 | CY+6 | CY+7 | CY+8 | CY+9 | CY+10
19 |  |  |  | for year ended | 2014-09-30 | 2015-09-30 | 2016-09-30 | 2017-09-30 | 2018-09-30 | 2019-09-30 | 2020-09-30 | 2021-09-30 | 2022-09-30 | 2023-09-30 | 2024-09-30
20 |  |  |  |  | 2014-09-30: $000 (in constant prices)
21 |  |  | Service interruptions, incidents and emergencies |  | 348.7699 | 350.5138 | 352.2663 | 354.0277 | 355.7978 | 357.5768 | 359.3647 | 361.1615 | 362.9673 | 364.7822 | 366.6061
22 |  |  | Routine and corrective maintenance and inspection |  | 1968.3001 | 1817.998 | 1827.088 | 1836.2235 | 1845.4046 | 1854.6316 | 1863.9048 | 1873.2243 | 1882.5904 | 1892.0034 | 1901.4634
23 |  |  | Asset replacement and renewal |  | 3134.5556 | 2971.5881 | 2986.446 | 3001.3783 | 3016.3851 | 3031.4671 | 3046.6244 | 3061.8575 | 3077.1668 | 3092.5526 | 3108.0154
24 |  | Network opex |  |  | 5451.6256 | 5140.0999 | 5165.8004 | 5191.6294 | 5217.5876 | 5243.6755 | 5269.8939 | 5296.2433 | 5322.7246 | 5349.3382 | 5376.0849
25 |  |  | System operations and network support |  | 3509.6892 | 3545.0369 | 3601.1882 | 3572.4382 | 3636.3132 | 3601.1882 | 3572.4382 | 3572.4382 | 3572.4382 | 3572.4382 | 3572.4382
26 |  |  | Business support |  | 7024.6858 | 6970.9125 | 6865.8052 | 6604.1186 | 6436.83 | 6471.955 | 6500.705 | 6500.705 | 6500.705 | 6500.705 | 6500.705
27 |  | Non-network opex |  |  | 10534.375 | 10515.9494 | 10466.9934 | 10176.5568 | 10073.1432 | 10073.1432 | 10073.1432 | 10073.1432 | 10073.1432 | 10073.1432 | 10073.1432
28 |  | Operational expenditure |  |  | 15986.0006 | 15656.0493 | 15632.7938 | 15368.1862 | 15290.7308 | 15316.8187 | 15343.0371 | 15369.3866 | 15395.8678 | 15422.4814 | 15449.2281
29 | Subcomponents of operational expenditure (where known)
30 |  |  | Research and development |  | 0 | 0 | 0 | 0 | 0 | 0 | 0 | 0 | 0 | 0 | 0
|  |  | Insurance |  | 267.75 | 288.62 | 303.06 | 318.21 | 334.12 | 350.82 | 368.37 | 386.78 | 406.12 | 426.43 | 447.75
32
33 |  |  |  |  | Current year CY | CY+1 | CY+2 | CY+3 | CY+4 | CY+5 | CY+6 | CY+7 | CY+8 | CY+9 | CY+10
34 |  |  |  | for year ended | 2014-09-30 | 2015-09-30 | 2016-09-30 | 2017-09-30 | 2018-09-30 | 2019-09-30 | 2020-09-30 | 2021-09-30 | 2022-09-30 | 2023-09-30 | 2024-09-30
35 | Difference between nominal and real forecasts |  |  |  | 2014-09-30: $000
36 |  |  | Service interruptions, incidents and emergencies |  | 0 | 6.8901 | 14.733 | 23.1725 | 30.87 | 38.7964 | 46.9575 | 55.3594 | 64.0082 | 72.9105 | 82.0726
37 |  |  | Routine and corrective maintenance and inspection |  | 0 | 35.7365 | 76.4152 | 120.1878 | 160.1126 | 201.224 | 243.5529 | 287.1305 | 331.9893 | 378.1623 | 425.6834
38 |  |  | Asset replacement and renewal |  | 0 | 58.4126 | 124.9036 | 196.4516 | 261.7102 | 328.9085 | 398.0966 | 469.3259 | 542.6494 | 618.1209 | 695.796
39 |  | Network opex |  |  | 0 | 101.0392 | 216.0519 | 339.8118 | 452.6928 | 568.9289 | 688.6069 | 811.8158 | 938.6469 | 1069.1937 | 1203.5521
40 |  |  | System operations and network support |  | 0 | 69.685 | 150.6143 | 233.8296 | 315.4969 | 390.7221 | 466.8036 | 547.5885 | 629.989 | 714.0376 | 799.7671
41 |  |  | Business support |  | 0 | 137.0276 | 287.152 | 432.2646 | 558.4778 | 702.1949 | 849.4346 | 996.4374 | 1146.3803 | 1299.322 | 1455.3225
42 |  | Non-network opex |  |  | 0 | 206.7125 | 437.7663 | 666.0942 | 873.9747 | 1092.9171 | 1316.2383 | 1544.0259 | 1776.3693 | 2013.3596 | 2255.0896
43 |  | Operational expenditure |  |  | 0 | 307.7517 | 653.8182 | 1005.906 | 1326.6675 | 1661.846 | 2004.8452 | 2355.8417 | 2715.0162 | 3082.5532 | 3458.6418

## Vector GDB s11b AMP2014
[10 empty] | Company Name | Vector
[10 empty] | AMP Planning Period | 1 July 2014 – 30 June 2024
SCHEDULE 11b: REPORT ON FORECAST OPERATIONAL EXPENDITURE
This schedule requires a breakdown of forecast operational expenditure for the disclosure year and a 10 year planning period. The forecasts should be consistent with the supporting information set out in the AMP. The forecast is to be expressed in both constant price and nominal dollar terms. GDBs must provide explanatory comment on the difference between constant price and nominal dollar operational expenditure forecasts in Schedule 14a (Mandatory Explanatory Notes). This information is not part of audited disclosure information.
sch ref
7 |  |  |  |  | Current year CY | CY+1 | CY+2 | CY+3 | CY+4 | CY+5 | CY+6 | CY+7 | CY+8 | CY+9 | CY+10
8 |  |  |  | for year ended | 2014-06-30 | 2015-06-30 | 2016-06-30 | 2017-06-30 | 2018-06-30 | 2019-06-30 | 2020-06-30 | 2021-06-30 | 2022-06-30 | 2023-06-30 | 2024-06-30
9 | Operational Expenditure Forecast |  |  |  | 2014-06-30: $000 (in nominal dollars)
10 |  |  | Service interruptions, incidents and emergencies |  | 3789 | 3904 | 4018 | 4142 | 4245 | 4351 | 4460 | 4572 | 4686 | 4803 | 4923
11 |  |  | Routine and corrective maintenance and inspection |  | 4328 | 4554 | 4676 | 4869 | 5045 | 5259 | 5393 | 5561 | 5733 | 5911 | 6094
12 |  |  | Asset replacement and renewal |  | 0 | 0 | 0 | 0 | 0 | 0 | 0 | 0 | 0 | 0 | 0
13 |  | Network opex |  |  | 8117 | 8458 | 8694 | 9011 | 9290 | 9610 | 9853 | 10133 | 10419 | 10714 | 11017
14 |  |  | System operations and network support |  | 3455 | 4048 | 4162 | 4289 | 4397 | 4507 | 4619 | 4735 | 4853 | 4974 | 5099
15 |  |  | Business support |  | 6605 | 8277 | 8508 | 8770 | 8989 | 9213 | 9444 | 9680 | 9922 | 10170 | 10424
16 |  | Non-network opex |  |  | 10060 | 12325 | 12670 | 13059 | 13386 | 13720 | 14063 | 14415 | 14775 | 15144 | 15523
17 |  | Operational expenditure |  |  | 18177 | 20783 | 21364 | 22070 | 22676 | 23330 | 23916 | 24548 | 25194 | 25858 | 26540
18 |  |  |  |  | Current year CY | CY+1 | CY+2 | CY+3 | CY+4 | CY+5 | CY+6 | CY+7 | CY+8 | CY+9 | CY+10
19 |  |  |  | for year ended | 2014-06-30 | 2015-06-30 | 2016-06-30 | 2017-06-30 | 2018-06-30 | 2019-06-30 | 2020-06-30 | 2021-06-30 | 2022-06-30 | 2023-06-30 | 2024-06-30
20 |  |  |  |  | 2014-06-30: $000 (in constant prices)
21 |  |  | Service interruptions, incidents and emergencies |  | 3789 | 3802 | 3807 | 3807 | 3807 | 3807 | 3807 | 3807 | 3807 | 3807 | 3807
22 |  |  | Routine and corrective maintenance and inspection |  | 4328 | 4435 | 4430 | 4475 | 4524 | 4601 | 4603 | 4630 | 4658 | 4685 | 4712
23 |  |  | Asset replacement and renewal |  | 0 | 0 | 0 | 0 | 0 | 0 | 0 | 0 | 0 | 0 | 0
24 |  | Network opex |  |  | 8117 | 8237 | 8237 | 8282 | 8331 | 8408 | 8410 | 8437 | 8465 | 8492 | 8519
25 |  |  | System operations and network support |  | 3455 | 3943 | 3943 | 3943 | 3943 | 3943 | 3943 | 3943 | 3943 | 3943 | 3943
26 |  |  | Business support |  | 6605 | 8060 | 8060 | 8060 | 8060 | 8060 | 8060 | 8060 | 8060 | 8060 | 8060
27 |  | Non-network opex |  |  | 10060 | 12003 | 12003 | 12003 | 12003 | 12003 | 12003 | 12003 | 12003 | 12003 | 12003
28 |  | Operational expenditure |  |  | 18177 | 20240 | 20240 | 20285 | 20334 | 20411 | 20413 | 20440 | 20468 | 20495 | 20522
29 | Subcomponents of operational expenditure (where known)
30 |  |  | Research and development |  | N/A | N/A | N/A | N/A | N/A | N/A | N/A | N/A | N/A | N/A | N/A
|  |  | Insurance |  | 252 | 266 | 266 | 266 | 266 | 266 | 266 | 266 | 266 | 266 | 266
32
33 |  |  |  |  | Current year CY | CY+1 | CY+2 | CY+3 | CY+4 | CY+5 | CY+6 | CY+7 | CY+8 | CY+9 | CY+10
34 |  |  |  | for year ended | 2014-06-30 | 2015-06-30 | 2016-06-30 | 2017-06-30 | 2018-06-30 | 2019-06-30 | 2020-06-30 | 2021-06-30 | 2022-06-30 | 2023-06-30 | 2024-06-30
35 | Difference between nominal and real forecasts |  |  |  | 2014-06-30: $000
36 |  |  | Service interruptions, incidents and emergencies |  | 0 | 102 | 211 | 335 | 438 | 544 | 653 | 765 | 879 | 996 | 1116
37 |  |  | Routine and corrective maintenance and inspection |  | 0 | 119 | 246 | 394 | 521 | 658 | 790 | 931 | 1075 | 1226 | 1382
38 |  |  | Asset replacement and renewal |  | 0 | 0 | 0 | 0 | 0 | 0 | 0 | 0 | 0 | 0 | 0
39 |  | Network opex |  |  | 0 | 221 | 457 | 729 | 959 | 1202 | 1443 | 1696 | 1954 | 2222 | 2498
40 |  |  | System operations and network support |  | 0 | 105 | 219 | 346 | 454 | 564 | 676 | 792 | 910 | 1031 | 1156
41 |  |  | Business support |  | 0 | 217 | 448 | 710 | 929 | 1153 | 1384 | 1620 | 1862 | 2110 | 2364
42 |  | Non-network opex |  |  | 0 | 322 | 667 | 1056 | 1383 | 1717 | 2060 | 2412 | 2772 | 3141 | 3520
43 |  | Operational expenditure |  |  | 0 | 543 | 1124 | 1785 | 2342 | 2919 | 3503 | 4108 | 4726 | 5363 | 6018

## GasNet s12a AMP2013
[7 empty] | Company Name | GasNet Limited
[7 empty] | AMP Planning Period | 1 July 2013 – 30 June 2023
SCHEDULE 12a: REPORT ON ASSET CONDITION
This schedule requires a breakdown of asset condition by asset class as at the start of the forecast year. The data accuracy assessment relates to the percentage values disclosed in the asset condition columns. Also required is a forecast of the percentage of units to be replaced in the next 5 years. All information should be consistent with the information provided in the AMP and the expenditure on assets forecast in Schedule 11a.
sch ref
7 |  |  |  |  | Asset condition at start of planning period (percentage of units by grade)
8 | Operating Pressure | Asset category | Asset class | Units | Grade 1 | Grade 2 | Grade 3 | Grade 4 | Grade unknown | Data accuracy (1–4) | % of asset forecast to be replaced in next 5 years
9 | Intermediate Pressure | Main pipe | IP PE main pipe | km | N/A | N/A | N/A | N/A | N/A | N/A
10 | Intermediate Pressure | Main pipe | IP steel main pipe | km |  |  |  | 100% | 0 | 2 | 0%
11 | Intermediate Pressure | Main pipe | IP other main pipe | km | N/A | N/A | N/A | N/A | N/A | N/A
12 | Intermediate Pressure | Service pipe | IP PE service pipe | km | N/A | N/A | N/A | N/A | N/A | N/A
13 | Intermediate Pressure | Service pipe | IP steel service pipe | km |  |  |  | 100% |  | 2 | 0%
14 | Intermediate Pressure | Service pipe | IP other service pipe | km | N/A | N/A | N/A | N/A | N/A | N/A
15 | Intermediate Pressure | Stations | Intermediate pressure DRS | No. |  |  | 2% | 98% |  | 4 | 1%
16 | Intermediate Pressure | Line valve | IP line valves | No. |  |  |  | 100% |  | 2 | 0%
17 | Intermediate Pressure | Special crossings | IP crossings | No. |  |  |  | 100% |  | 2 | 0%
18 | Medium Pressure | Main pipe | MP PE main pipe | km |  |  |  | 100% |  | 2 | 0%
19 | Medium Pressure | Main pipe | MP steel main pipe | km |  |  |  | 100% |  | 2 | 0%
20 | Medium Pressure | Main pipe | MP other main pipe | km | N/A | N/A | N/A | N/A | N/A | N/A
21 | Medium Pressure | Service pipe | MP PE service pipe | km |  |  |  | 100% |  | 2 | 0%
22 | Medium Pressure | Service pipe | MP steel service pipe | km |  |  |  | 100% |  | 2 | 0%
23 | Medium Pressure | Service pipe | MP other service pipe | km | N/A | N/A | N/A | N/A | N/A | N/A
24 | Medium Pressure | Stations | Medium pressure DRS | No. |  |  | 2% | 98% |  | 4 | 1%
25 | Medium Pressure | Line valve | MP line valves | No. |  |  |  | 100% |  | 2 | 0%
26 | Medium Pressure | Special crossings | MP special crossings | No. |  |  | 5% | 95% |  | 2 | 5%
27 | Low Pressure | Main pipe | LP PE main pipe | km |  |  |  | 100% |  | 2 | 0%
28 | Low Pressure | Main pipe | LP steel main pipe | km |  | 6% | 94% |  |  | 2 | 8%
29 | Low Pressure | Main pipe | LP other main pipe | km |  | 6% | 94% |  |  | 2 | 8%
30 | Low Pressure | Service pipe | LP PE service pipe | km |  |  |  | 100% |  | 2 | 0%
31 | Low Pressure | Service pipe | LP steel service pipe | km |  | 30% | 70% |  |  | 2 | 30%
32 | Low Pressure | Service pipe | LP other service pipe | km | N/A | N/A | N/A | N/A | N/A | N/A
33 | Low Pressure | Line valve | LP line valves | No. |  |  |  | 100% |  | 4
34 | Low Pressure | Special crossings | LP special crossings | No. |  |  | 10% | 90% |  | 2 | 10%
35 | All | Monitoring & control systems | Remote terminal units | No. |  |  |  | 100% |  | 4
36 | All | Cathodic protection systems | Cathodic protection | No. |  |  |  | 100% |  | 4

## Powerco s12a AMP2013
[7 empty] | Company Name | Powerco
[7 empty] | AMP Planning Period | 1 October 2013 – 30 September 2023
SCHEDULE 12a: REPORT ON ASSET CONDITION
This schedule requires a breakdown of asset condition by asset class as at the start of the forecast year. The data accuracy assessment relates to the percentage values disclosed in the asset condition columns. Also required is a forecast of the percentage of units to be replaced in the next 5 years. All information should be consistent with the information provided in the AMP and the expenditure on assets forecast in Schedule 11a.
sch ref
7 |  |  |  |  | Asset condition at start of planning period (percentage of units by grade)
8 | Operating Pressure | Asset category | Asset class | Units | Grade 1 | Grade 2 | Grade 3 | Grade 4 | Grade unknown | Data accuracy (1–4) | % of asset forecast to be replaced in next 5 years
9 | Intermediate | Main pipe | IP PE main pipe | km | 0% | 0% | 6.804% | 92.39% | 0.8093% | 3 | 0%
10 | Intermediate | Main pipe | IP steel main pipe | km | 0% | 0% | 80.11% | 0.2357% | 19.65% | 3 | 0%
11 | Intermediate | Main pipe | IP other main pipe | km | 0% | 0% | 24.98% | 0.2858% | 74.74% | 3 | 0%
12 | Intermediate | Service pipe | IP PE service pipe | km | 0% | 0% | 69.01% | 26.95% | 4.038% | 3 | 0%
13 | Intermediate | Service pipe | IP steel service pipe | km | 0% | 0% | 24.75% | 0.8647% | 74.39% | 3 | 0%
14 | Intermediate | Service pipe | IP other service pipe | km | 0% | 0% | 92.99% | 0.6711% | 6.337% | 3 | 0%
15 | Intermediate | Stations | Intermediate pressure DRS | No. | 1.829% | 3.659% | 74.39% | 10.98% | 9.146% | 2 | 5.488%
16 | Intermediate | Line valve | IP line valves | No. | 0% | 0.8333% | 55.95% | 7.143% | 36.07% | 3 | 0.3571%
17 | Intermediate | Special crossings | IP crossings | No. | 0% | 2.5% | 79.17% | 0% | 18.33% | 2 | 0.8333%
18 | Medium | Main pipe | MP PE main pipe | km | 0.007727% | 0.009827% | 88.66% | 10.51% | 0.8093% | 3 | 0.3742%
19 | Medium | Main pipe | MP steel main pipe | km | 0.09274% | 0% | 80.07% | 0.1865% | 19.65% | 3 | 0.09274%
20 | Medium | Main pipe | MP other main pipe | km | 0% | 0% | 25.11% | 0.1489% | 74.74% | 3 | 0%
21 | Medium | Service pipe | MP PE service pipe | km | 0% | 0.004928% | 84.39% | 11.57% | 4.038% | 3 | 0.004928%
22 | Medium | Service pipe | MP steel service pipe | km | 0% | 0% | 25.5% | 0.1163% | 74.39% | 3 | 0%
23 | Medium | Service pipe | MP other service pipe | km | 0% | 0% | 89.67% | 3.99% | 6.337% | 3 | 0%
24 | Medium | Stations | Medium pressure DRS | No. | 0% | 0% | 71.15% | 7.692% | 21.15% | 2 | 3.846%
25 | Medium | Line valve | MP line valves | No. | 0% | 0.7528% | 48.43% | 15.56% | 35.26% | 3 | 0.3764%
26 | Medium | Special crossings | MP special crossings | No. | 0% | 1.083% | 67.51% | 2.888% | 28.52% | 2 | 0.361%
27 | Low | Main pipe | LP PE main pipe | km | 0% | 0.1035% | 90.97% | 8.117% | 0.8093% | 3 | 0.1035%
28 | Low | Main pipe | LP steel main pipe | km | 0% | 0% | 79.64% | 0.7031% | 19.65% | 3 | 0%
29 | Low | Main pipe | LP other main pipe | km | 10.37% | 0% | 14.86% | 0.0317% | 74.74% | 3 | 10.37%
30 | Low | Service pipe | LP PE service pipe | km | 0% | 0.05686% | 85.96% | 9.943% | 4.038% | 3 | 0.05686%
31 | Low | Service pipe | LP steel service pipe | km | 0% | 0% | 25.46% | 0.1544% | 74.39% | 3 | 0%
32 | Low | Service pipe | LP other service pipe | km | 0% | 0% | 86.48% | 7.187% | 6.337% | 3 | 0%
33 | Low | Line valve | LP line valves | No. | 0% | 1.587% | 33.33% | 28.04% | 37.04% | 3 | 0.5291%
34 | Low | Special crossings | LP special crossings | No. | 0% | 0% | 100% | 0% | 0% | 2 | 0%
35 | All | Monitoring & control systems | Remote terminal units | No. | 0% | 0% | 0% | 100% | 0% | 4 | 0%
36 | All | Cathodic protection systems | Cathodic protection | No. | 0% | 0% | 100% | 0% | 0% | 2 | 0%

## Vector GDB s12a AMP2013
[7 empty] | Company Name | Vector
[7 empty] | AMP Planning Period | 1 July 2013 – 30 June 2023
SCHEDULE 12a: REPORT ON ASSET CONDITION
This schedule requires a breakdown of asset condition by asset class as at the start of the forecast year. The data accuracy assessment relates to the percentage values disclosed in the asset condition columns. Also required is a forecast of the percentage of units to be replaced in the next 5 years. All information should be consistent with the information provided in the AMP and the expenditure on assets forecast in Schedule 11a.
sch ref
7 |  |  |  |  | Asset condition at start of planning period (percentage of units by grade)
8 | Operating Pressure | Asset category | Asset class | Units | Grade 1 | Grade 2 | Grade 3 | Grade 4 | Grade unknown | Data accuracy (1–4) | % of asset forecast to be replaced in next 5 years
9 | Intermediate Pressure | Main pipe | IP PE main pipe | km | 0% | 0% | 0% | 0% | 0% | 4 | 0%
10 | Intermediate Pressure | Main pipe | IP steel main pipe | km | 0% | 0% | 0% | 100% | 0% | 3 | 0%
11 | Intermediate Pressure | Main pipe | IP other main pipe | km | 0% | 0% | 0% | 0% | 0% | 4 | 0%
12 | Intermediate Pressure | Service pipe | IP PE service pipe | km | 0% | 0% | 0% | 0% | 0% | 4 | 0%
13 | Intermediate Pressure | Service pipe | IP steel service pipe | km | 0% | 0% | 81.31% | 18.69% | 0% | 3 | 0%
14 | Intermediate Pressure | Service pipe | IP other service pipe | km | 0% | 0% | 0% | 0% | 0% | 4 | 0%
15 | Intermediate Pressure | Stations | Intermediate pressure DRS | No. | 1.04% | 14.51% | 50.26% | 34.2% | 0% | 4 | 14.36%
16 | Intermediate Pressure | Line valve | IP line valves | No. | 0.11% | 2.66% | 80.91% | 0.44% | 15.87% | 3 | 0.1%
17 | Intermediate Pressure | Special crossings | IP crossings | No. | 0% | 13.64% | 68.18% | 15.91% | 2.27% | 3 | 0.4%
18 | Medium Pressure | Main pipe | MP PE main pipe | km | 0% | 0% | 0% | 100% | 0% | 3 | 0.05%
19 | Medium Pressure | Main pipe | MP steel main pipe | km | 0% | 4.06% | 36.67% | 59.27% | 0% | 3 | 4.06%
20 | Medium Pressure | Main pipe | MP other main pipe | km | 0% | 100% | 0% | 0% | 0% | 3 | 0%
21 | Medium Pressure | Service pipe | MP PE service pipe | km | 0% | 0% | 0% | 100% | 0% | 3 | 0.22%
22 | Medium Pressure | Service pipe | MP steel service pipe | km | 0% | 36.65% | 63.35% | 0% | 0% | 3 | 4.19%
23 | Medium Pressure | Service pipe | MP other service pipe | km | 0% | 0% | 100% | 0% | 0% | 3 | 0%
24 | Medium Pressure | Stations | Medium pressure DRS | No. | 0% | 5.36% | 58.93% | 35.71% | 0% | 4 | 1.96%
25 | Medium Pressure | Line valve | MP line valves | No. | 0.05% | 0.94% | 78.23% | 0.58% | 20.2% | 3 | 0.1%
26 | Medium Pressure | Special crossings | MP special crossings | No. | 0% | 6.48% | 75% | 13.89% | 4.63% | 3 | 0.9%
27 | Low Pressure | Main pipe | LP PE main pipe | km | 0% | 0% | 0% | 100% | 0% | 3 | 21.2%
28 | Low Pressure | Main pipe | LP steel main pipe | km | 0% | 100% | 0% | 0% | 0% | 3 | 100%
29 | Low Pressure | Main pipe | LP other main pipe | km | 0% | 100% | 0% | 0% | 0% | 3 | 100%
30 | Low Pressure | Service pipe | LP PE service pipe | km | 0% | 0% | 43.59% | 56.41% | 0% | 3 | 53.4%
31 | Low Pressure | Service pipe | LP steel service pipe | km | 0% | 100% | 0% | 0% | 0% | 3 | 100%
32 | Low Pressure | Service pipe | LP other service pipe | km | 0% | 100% | 0% | 0% | 0% | 3 | 100%
33 | Low Pressure | Line valve | LP line valves | No. | 0% | 0% | 45.83% | 0% | 54.17% | 3 | 0%
34 | Low Pressure | Special crossings | LP special crossings | No. | 0% | 0% | 100% | 0% | 0% | 3 | 0%
35 | All | Monitoring & control systems | Remote terminal units | No. | 0% | 15.15% | 77.27% | 7.58% | 0% | 3 | 0%
36 | All | Cathodic protection systems | Cathodic protection | No. | 3.7% | 20.37% | 75.93% | 0% | 0% | 4 | 10.85%

## GasNet s12a AMP2014
[7 empty] | Company Name | GasNet Limited
[7 empty] | AMP Planning Period | 1 July 2014 – 30 June 2024
SCHEDULE 12a: REPORT ON ASSET CONDITION
This schedule requires a breakdown of asset condition by asset class as at the start of the forecast year. The data accuracy assessment relates to the percentage values disclosed in the asset condition columns. Also required is a forecast of the percentage of units to be replaced in the next 5 years. All information should be consistent with the information provided in the AMP and the expenditure on assets forecast in Schedule 11a.
sch ref
7 |  |  |  |  | Asset condition at start of planning period (percentage of units by grade)
8 | Operating Pressure | Asset category | Asset class | Units | Grade 1 | Grade 2 | Grade 3 | Grade 4 | Grade unknown | Data accuracy (1–4) | % of asset forecast to be replaced in next 5 years
9 | Intermediate Pressure | Main pipe | IP PE main pipe | km | N/A | N/A | N/A | N/A | N/A | N/A
10 | Intermediate Pressure | Main pipe | IP steel main pipe | km |  |  |  | 100% | - | 2 | 0%
11 | Intermediate Pressure | Main pipe | IP other main pipe | km | N/A | N/A | N/A | N/A | N/A | N/A
12 | Intermediate Pressure | Service pipe | IP PE service pipe | km | N/A | N/A | N/A | N/A | N/A | N/A
13 | Intermediate Pressure | Service pipe | IP steel service pipe | km |  |  |  | 100% |  | 2 | 0%
14 | Intermediate Pressure | Service pipe | IP other service pipe | km | N/A | N/A | N/A | N/A | N/A | N/A
15 | Intermediate Pressure | Stations | Intermediate pressure DRS | No. |  |  | 2% | 98% |  | 4 | 1%
16 | Intermediate Pressure | Line valve | IP line valves | No. |  |  |  | 100% |  | 2 | 0%
17 | Intermediate Pressure | Special crossings | IP crossings | No. |  |  |  | 100% |  | 2 | 0%
18 | Medium Pressure | Main pipe | MP PE main pipe | km |  |  |  | 100% |  | 2 | 0%
19 | Medium Pressure | Main pipe | MP steel main pipe | km |  |  |  | 100% |  | 2 | 0%
20 | Medium Pressure | Main pipe | MP other main pipe | km | N/A | N/A | N/A | N/A | N/A | N/A
21 | Medium Pressure | Service pipe | MP PE service pipe | km |  |  |  | 100% |  | 2 | 0%
22 | Medium Pressure | Service pipe | MP steel service pipe | km |  |  |  | 100% |  | 2 | 0%
23 | Medium Pressure | Service pipe | MP other service pipe | km | N/A | N/A | N/A | N/A | N/A | N/A
24 | Medium Pressure | Stations | Medium pressure DRS | No. |  |  | 2% | 98% |  | 4 | 1%
25 | Medium Pressure | Line valve | MP line valves | No. |  |  |  | 100% |  | 2 | 0%
26 | Medium Pressure | Special crossings | MP special crossings | No. |  |  | 5% | 95% |  | 2 | 5%
27 | Low Pressure | Main pipe | LP PE main pipe | km |  |  |  | 100% |  | 2 | 0%
28 | Low Pressure | Main pipe | LP steel main pipe | km |  | 6% | 94% |  |  | 2 | 8%
29 | Low Pressure | Main pipe | LP other main pipe | km |  | 6% | 94% |  |  | 2 | 8%
30 | Low Pressure | Service pipe | LP PE service pipe | km |  |  |  | 100% |  | 2 | 0%
31 | Low Pressure | Service pipe | LP steel service pipe | km |  | 30% | 70% |  |  | 2 | 30%
32 | Low Pressure | Service pipe | LP other service pipe | km | N/A | N/A | N/A | N/A | N/A | N/A
33 | Low Pressure | Line valve | LP line valves | No. |  |  |  | 100% |  | 4
34 | Low Pressure | Special crossings | LP special crossings | No. |  |  | 10% | 90% |  | 2 | 10%
35 | All | Monitoring & control systems | Remote terminal units | No. |  |  |  | 100% |  | 4
36 | All | Cathodic protection systems | Cathodic protection | No. |  |  |  | 100% |  | 4

## Powerco s12a AMP2014
[7 empty] | Company Name | Powerco Limited
[7 empty] | AMP Planning Period | 1 October 2014 – 30 September 2024
SCHEDULE 12a: REPORT ON ASSET CONDITION
This schedule requires a breakdown of asset condition by asset class as at the start of the forecast year. The data accuracy assessment relates to the percentage values disclosed in the asset condition columns. Also required is a forecast of the percentage of units to be replaced in the next 5 years. All information should be consistent with the information provided in the AMP and the expenditure on assets forecast in Schedule 11a.
sch ref
7 |  |  |  |  | Asset condition at start of planning period (percentage of units by grade)
8 | Operating Pressure | Asset category | Asset class | Units | Grade 1 | Grade 2 | Grade 3 | Grade 4 | Grade unknown | Data accuracy (1–4) | % of asset forecast to be replaced in next 5 years
9 | Intermediate Pressure | Main pipe | IP PE main pipe | km | 0% | 0% | 18.81% | 80.39% | 0.797% | 3 | 0%
10 | Intermediate Pressure | Main pipe | IP steel main pipe | km | 0.06071% | 0% | 79.88% | 0.2675% | 19.79% | 3 | 0.06071%
11 | Intermediate Pressure | Main pipe | IP other main pipe | km | 0% | 0% | 25.06% | 0.2268% | 74.71% | 3 | 0%
12 | Intermediate Pressure | Service pipe | IP PE service pipe | km | 0% | 0% | 81.43% | 14.45% | 4.115% | 3 | 0%
13 | Intermediate Pressure | Service pipe | IP steel service pipe | km | 0% | 0.0136% | 24.54% | 0.9122% | 74.53% | 3 | 0.0136%
14 | Intermediate Pressure | Service pipe | IP other service pipe | km | 0% | 0% | 93.88% | 1.732% | 4.389% | 3 | 0%
15 | Intermediate Pressure | Stations | Intermediate pressure DRS | No. | 3.488% | 3.488% | 77.33% | 12.21% | 3.488% | 2 | 6.977%
16 | Intermediate Pressure | Line valve | IP line valves | No. | 0.4313% | 0.7763% | 55.72% | 8.518% | 34.55% | 2 | 0.8194%
17 | Intermediate Pressure | Special crossings | IP crossings | No. | 0% | 2.068% | 75.29% | 0.2854% | 22.36% | 2 | 1.034%
18 | Medium Pressure | Main pipe | MP PE main pipe | km | 0.01641% | 0.01553% | 88.87% | 10.3% | 0.797% | 3 | 0.03194%
19 | Medium Pressure | Main pipe | MP steel main pipe | km | 0.07792% | 0.01247% | 79.94% | 0.1781% | 19.79% | 3 | 0.09039%
20 | Medium Pressure | Main pipe | MP other main pipe | km | 0% | 0% | 25.15% | 0.1395% | 74.71% | 3 | 0%
21 | Medium Pressure | Service pipe | MP PE service pipe | km | 0.02146% | 0.02707% | 83.8% | 12.03% | 4.123% | 3 | 0.04853%
22 | Medium Pressure | Service pipe | MP steel service pipe | km | 0% | 0.01579% | 25.35% | 0.1144% | 74.52% | 3 | 0.01579%
23 | Medium Pressure | Service pipe | MP other service pipe | km | 0% | 0.005285% | 91.91% | 3.694% | 4.389% | 3 | 0.005285%
24 | Medium Pressure | Stations | Medium pressure DRS | No. | 0% | 0% | 85.11% | 7.447% | 7.447% | 2 | 0%
25 | Medium Pressure | Line valve | MP line valves | No. | 0% | 0.6724% | 49.21% | 15.6% | 34.51% | 2 | 0.3362%
26 | Medium Pressure | Special crossings | MP special crossings | No. | 0.3944% | 2.978% | 64.02% | 3.019% | 29.59% | 2 | 1.883%
27 | Low Pressure | Main pipe | LP PE main pipe | km | 0% | 0.00751% | 92.25% | 6.947% | 0.797% | 3 | 0.00751%
28 | Low Pressure | Main pipe | LP steel main pipe | km | 0% | 0% | 80.19% | 0.0199% | 19.79% | 3 | 0%
29 | Low Pressure | Main pipe | LP other main pipe | km | 0% | 0% | 25.26% | 0.03183% | 74.71% | 3 | 0%
30 | Low Pressure | Service pipe | LP PE service pipe | km | 0% | 0.1274% | 85.38% | 10.38% | 4.115% | 3 | 0.1274%
31 | Low Pressure | Service pipe | LP steel service pipe | km | 0% | 0% | 25.17% | 0.2904% | 74.54% | 3 | 0%
32 | Low Pressure | Service pipe | LP other service pipe | km | 0% | 0% | 89.55% | 6.063% | 4.389% | 3 | 0%
33 | Low Pressure | Line valve | LP line valves | No. | 0% | 0.3145% | 35.33% | 28.31% | 36.04% | 2 | 0.1573%
34 | Low Pressure | Special crossings | LP special crossings | No. | 0% | 0% | 90.03% | 0.3322% | 9.635% | 2 | 0%
35 | All | Monitoring & control systems | Remote terminal units | No. | 0% | 0% | 0% | 100% | 0% | 4 | 0%
36 | All | Cathodic protection systems | Cathodic protection | No. | 0% | 16.27% | 46.78% | 6.441% | 30.51% | 3 | 8.136%

## Vector GDB s12a AMP2014
[7 empty] | Company Name | Vector
[7 empty] | AMP Planning Period | 1 July 2014 – 30 June 2024
SCHEDULE 12a: REPORT ON ASSET CONDITION
This schedule requires a breakdown of asset condition by asset class as at the start of the forecast year. The data accuracy assessment relates to the percentage values disclosed in the asset condition columns. Also required is a forecast of the percentage of units to be replaced in the next 5 years. All information should be consistent with the information provided in the AMP and the expenditure on assets forecast in Schedule 11a.
sch ref
7 |  |  |  |  | Asset condition at start of planning period (percentage of units by grade)
8 | Operating Pressure | Asset category | Asset class | Units | Grade 1 | Grade 2 | Grade 3 | Grade 4 | Grade unknown | Data accuracy (1–4) | % of asset forecast to be replaced in next 5 years
9 | Intermediate Pressure | Main pipe | IP PE main pipe | km | 0% | 0% | 0% | 0% | 0% | 4 | 0
10 | Intermediate Pressure | Main pipe | IP steel main pipe | km | 0% | 0% | 0% | 100% | 0% | 3 | 0
11 | Intermediate Pressure | Main pipe | IP other main pipe | km | 0% | 0% | 0% | 0% | 0% | 4 | 0
12 | Intermediate Pressure | Service pipe | IP PE service pipe | km | 0% | 0% | 0% | 0% | 0% | 4 | 0
13 | Intermediate Pressure | Service pipe | IP steel service pipe | km | 0% | 0% | 80.43% | 19.57% | 0% | 3 | 0
14 | Intermediate Pressure | Service pipe | IP other service pipe | km | 0% | 0% | 0% | 0% | 0% | 4 | 0
15 | Intermediate Pressure | Stations | Intermediate pressure DRS | No. | 0% | 12.23% | 43.62% | 44.15% | 0% | 4 | 0.1413
16 | Intermediate Pressure | Line valve | IP line valves | No. | 0.22% | 3.86% | 78.61% | 1.98% | 15.33% | 3 | 0.002
17 | Intermediate Pressure | Special crossings | IP crossings | No. | 0% | 17.5% | 77.5% | 2.5% | 2.5% | 3 | 0.0032
18 | Medium Pressure | Main pipe | MP PE main pipe | km | 0% | 0% | 0% | 100% | 0% | 3 | 0.0029
19 | Medium Pressure | Main pipe | MP steel main pipe | km | 0% | 0% | 41.44% | 58.56% | 0% | 3 | 0
20 | Medium Pressure | Main pipe | MP other main pipe | km | 0% | 100% | 0% | 0% | 0% | 3 | 0
21 | Medium Pressure | Service pipe | MP PE service pipe | km | 0% | 0% | 100% | 0% | 0% | 3 | 0.0021
22 | Medium Pressure | Service pipe | MP steel service pipe | km | 0% | 36.42% | 63.58% | 0% | 0% | 3 | 0
23 | Medium Pressure | Service pipe | MP other service pipe | km | 0% | 0% | 100% | 0% | 0% | 3 | 0
24 | Medium Pressure | Stations | Medium pressure DRS | No. | 0% | 2% | 48% | 50% | 0% | 4 | 0
25 | Medium Pressure | Line valve | MP line valves | No. | 0.05% | 1.16% | 79.43% | 1.94% | 17.41% | 3 | 0.001
26 | Medium Pressure | Special crossings | MP special crossings | No. | 0% | 7.5% | 54.17% | 31.67% | 6.67% | 3 | 0.0097
27 | Low Pressure | Main pipe | LP PE main pipe | km | 0% | 0% | 11.77% | 88.23% | 0% | 3 | 0.0265
28 | Low Pressure | Main pipe | LP steel main pipe | km | 0% | 100% | 0% | 0% | 0% | 3 | 1
29 | Low Pressure | Main pipe | LP other main pipe | km | 0% | 100% | 0% | 0% | 0% | 3 | 0
30 | Low Pressure | Service pipe | LP PE service pipe | km | 0% | 0% | 29.54% | 70.46% | 0% | 3 | 0.0939
31 | Low Pressure | Service pipe | LP steel service pipe | km | 0% | 100% | 0% | 0% | 0% | 3 | 1
32 | Low Pressure | Service pipe | LP other service pipe | km | 0% | 100% | 0% | 0% | 0% | 3 | 0
33 | Low Pressure | Line valve | LP line valves | No. | 0% | 0% | 54.29% | 0% | 45.71% | 3 | 0
34 | Low Pressure | Special crossings | LP special crossings | No. | 0% | 0% | 0% | 100% | 0% | 3 | 0.0001
35 | All | Monitoring & control systems | Remote terminal units | No. | 0% | 14.71% | 76.47% | 8.82% | 0% | 3 | 0
36 | All | Cathodic protection systems | Cathodic protection | No. | 4.08% | 18.37% | 77.55% | 0% | 0% | 4 | 0.0685

## GasNet s12b AMP2013
[14 empty] | Company Name | GasNet Limited
[14 empty] | AMP Planning Period | 1 July 2013 – 30 June 2023
SCHEDULE 12b: REPORT ON FORECAST UTILISATION
This Schedule requires a breakdown of current and forecast utilisation (for heavily utilised pipelines) consistent with the information provided in the AMP and the demand forecast in schedule S12c.
sch ref
7 | Forecast Utilisation of Heavily Utilised Pipelines
8 | [9 empty] | Utilisation
9 |  |  |  |  | Nominal operating pressure (NOP) | Minimum operating pressure (MinOP) | Total capacity at MinOP | Remaining capacity at MinOP |  | Current Year CY | CY+1 | CY+2 | CY+3 | CY+4 | CY+5
10 |  | Region | Network | Pressure system | (kPa) | (kPa) | (scmh) | (scmh) | Unit | y/e 30 Jun 13 | y/e 30 Jun 14 | y/e 30 Jun 15 | y/e 30 Jun 16 | y/e 30 Jun 17 | y/e 30 Jun 18 | Comment
11 | [8 empty] | scmh
12 | [8 empty] | kPa
13 | [8 empty] | scmh
14 | [8 empty] | kPa
15 | [8 empty] | scmh
16 | [8 empty] | kPa
17 | [8 empty] | scmh
18 | [8 empty] | kPa
19 | [8 empty] | scmh
20 | [8 empty] | kPa
21 | [8 empty] | scmh
22 | [8 empty] | kPa
23 | [8 empty] | scmh
24 | [8 empty] | kPa
25 | [8 empty] | scmh
26 | [8 empty] | kPa
27 | [8 empty] | scmh
28 | [8 empty] | kPa
29 | [8 empty] | scmh
30 | [8 empty] | kPa
31 |  | * Current year utilisation figures may be estimates. Year 1–5 figures show the utilisation forecast to occur given the expected system configuration for each year, including the effect of any new investment in the pressure system.
32
33 |  | Disclaimer for supply enquiries
34
35
36 |  | Notes and assumptions
37 |  | Please refer to Asset Management Plan clause 10 and Appendix 3.3 - Schedule 12b: Forecast Utilisation
38
39
40
41
42

## Powerco s12b AMP2013
[14 empty] | Company Name | Powerco
[14 empty] | AMP Planning Period | 1 October 2013 – 30 September 2023
SCHEDULE 12b: REPORT ON FORECAST UTILISATION
This Schedule requires a breakdown of current and forecast utilisation (for heavily utilised pipelines) consistent with the information provided in the AMP and the demand forecast in schedule S12c.
sch ref
7 | Forecast Utilisation of Heavily Utilised Pipelines
8 | [9 empty] | Utilisation
9 |  |  |  |  | Nominal operating pressure (NOP) | Minimum operating pressure (MinOP) | Total capacity at MinOP | Remaining capacity at MinOP |  | Current Year CY | CY+1 | CY+2 | CY+3 | CY+4 | CY+5
10 |  | Region | Network | Pressure system | (kPa) | (kPa) | (scmh) | (scmh) | Unit | y/e 30 Sep 13 | y/e 30 Sep 14 | y/e 30 Sep 15 | y/e 30 Sep 16 | y/e 30 Sep 17 | y/e 30 Sep 18 | Comment
11 |  | Wellington | Tawa A | Wellington CBD | 10 | 6 | 5001 | 47 | scmh | 5048 | 3556 | 3556 | 3223 | 3223 | 3223 | Wellington CBD pressure system is currently under constraints and we are working towards a solution that will enable us both to meet demand and restore the pressure on the LP network to 7kPa (CBD upgrade project). In RY14, we will upgrade Kelburn and The Terrace areas. In RY15, we will add a new point of supply. In RY16, we will transfer two major customers to another pressure system to shift the load and revert the pressure down to 7kPa.
12 | [8 empty] | kPa | 1.39 | 3.03 | 5.82 | 7.03 | 4.43 | 4.43
|  | Wellington | Tawa A | Wellington IP | 1200 | 300 | 23832 | 1181 | scmh | 24182 | 24302 | 24452 | 24602 | 24957 | 25077 | The Wellington IP network is currently performing at the required standard. The minimum operating pressure prescribed in this table is monitored at the inlet of Karori DRS as described in section 8.2.3.2.
[9 empty] | kPa | 341 | 338 | 333 | 328 | 314 | 310
13 |  | Hutt Valley/Porirua | Belmont | Lower Hutt LMP | 135 | 81 | 6284 | 62 | scmh | 6239 | 5790 | 5790 | 5790 | 5790 | 5790 | Eastbourne pressure upgrade project will be completed in RY14 and increase capacity on the network. Further works will take place in RY15 with the Waterloo DRS replacement project and increase the minimum pressure recorded on this pressure system.
14 | [8 empty] | kPa | 29 | 72 | 88 | 88 | 88 | 88
15 |  | Hutt Valley/Porirua | Waitangirua/ Pauatahanui | Mana | 195 | 117 | 1620 | 81 | scmh | 1617 | 1663 | 1726 | 1789 | 1852 | 1915 | Whitby (Mana) project, planned for completion in RY14, will enable this pressure system to recover satisfactory pressure levels.
16 | [8 empty] | kPa | 119 | 189 | 188 | 186 | 183 | 181
17 |  | Hutt Valley/Porirua | Waitangirua/ Pauatahanui | Plimmerton IP | 1200 | 300 | 510 | 190 | scmh | 600 | 523 | 525 | 527 | 529 | 532 | The Whitby (Mana) project mentioned above, will also enable to relieve this pressure system by shifting the load to the Mana pressure system.
18 | [8 empty] | kPa | 446 | 583 | 576 | 567 | 558 | 548
19 |  | Taranaki | Patea | Patea | 350 | 210 | 202 | 79 | scmh | 247 | 244 | 241 | 238 | 235 | 232 | We forecast a decrease in the demand over the period. We keep an active monitoring of the pressures but we have not planned any project at this stage.
20 | [8 empty] | kPa | 125 | 132 | 138 | 145 | 151 | 157
21 |  | Taranaki | New Plymouth | New Plymouth MP | 250 | 150 | 5355 | 62 | scmh | 5255 | 5287 | 5319 | 5351 | 5383 | 5414 | Pressure levels on this network are to remain low in isolated parts of the network. The Huatoki looping project completed in RY16 will increase the pressure delivered on the network. In the longer term, Ferndale Southern looping project will increase the performance in RY19 (not shown on this table).
22 | [8 empty] | kPa | 89 | 88 | 86 | 96 | 93 | 89
23 |  | Taranaki | New Plymouth | Bell Block North | 240 | 144 | 541 | 75 | scmh | 541 | 553 | 497 | 497 | 526 | 555 | With the growth happening at the extremity of this pressure system, pressure levels are currently under our target. The Bell Block - Links Drive project delivered in RY15 will allow pressures on this network to increase to satisfactory levels.
24 | [8 empty] | kPa | 144 | 131 | 181 | 181 | 180 | 179
|  | Taranaki | Manaia | Manaia | 340 | 204 | 144 | 60 | scmh | 169 | 169 | 169 | 169 | 169 | 169 | This pressure system is dependent on a single commercial consumer. We do not expect any increase in the demand on this network, but maintain active monitoring.
[9 empty] | kPa | 149 | 149 | 149 | 149 | 149 | 149
25 |  | Taranaki | Waverley | Waverley | 350 | 210 | 173 | 54 | scmh | 208 | 203 | 198 | 193 | 188 | 183 | This pressure system is expected to see its performance increasing due to the decrease of demand forecasted over the period. We keep an active monitoring of the pressures but we have not planned any project at this stage.
26 | [8 empty] | kPa | 106 | 122 | 137 | 150 | 163 | 175
27 |  | Manawatu | Palmerston North | Palmerston North LMP | 100 | 60 | 5233 | 75 | scmh | 5243 | 5243 | 5294 | 5345 | 5387 | 5429 | By increasing the NOP of this pressure system in RY13 we allowed the network to immediately recover higher pressure levels. When the Hokowhitu reinforcement project is completed in RY16, we will reach satisfactory pressure levels.
28 | [8 empty] | kPa | 57 | 57 | 57 | 70 | 70 | 69
|  | Manawatu | Palmerston North | Palmerston North MP East | 400 | 150 | 2294 | 1226 | scmh | 2414 | 2189 | 2214 | 2239 | 2264 | 2289 | This pressure system feeds multiple DRSs as well as some large commercial consumers. The minimum operating prescribed here is the minimum pressure required at the extremity of the pressure system (on Mihaere Drive) to ensure the good operation of the downstream LMP system.
[9 empty] | kPa | 214 | 207 | 200 | 193 | 185 | 177
29 |  | Manawatu | Palmerston North | Awapuni LMP | 100 | 60 | 48 | 33 | scmh | 51 | 51 | 51 | 51 | 51 | 51 | Growth is not expected in this network at this stage. We will keep monitoring the performance of this pressure system.
30 | [8 empty] | kPa | 54 | 54 | 54 | 54 | 54 | 54
|  | Manawatu | Palmerston North | Milson | 100 | 60 | 599 | 55 | scmh | 632 | 632 | 632 | 632 | 632 | 632 | Growth is not expected in this network until 2019. However we have identified the possibility to carry out minor works that would allow the minimum pressure to increase. We will carry out these in RY14 as part of the other projects planned for Palmerston North.
[9 empty] | kPa | 34 | 60 | 60 | 60 | 60 | 60
31 |  | * Current year utilisation figures may be estimates. Year 1–5 figures show the utilisation forecast to occur given the expected system configuration for each year, including the effect of any new investment in the pressure system.
32
33 |  | Disclaimer for supply enquiries
34 |  | The information in this table contains modelled estimates of utilisation and capacity. Any interested party seeking to invest in supply from Powerco's distribution networks should contact Powerco or their retailer and confirm availability of capacity.
35
36 |  | Notes and assumptions
37 |  | Growth patterns used were outlined in section 8 Network Plans. If the growth was expected to spread over multiple years, it was uniformly spread over life. The number of lots identified in section 8 was multiplied by 0.6scm/h to calculate a diversified load per connection. This was summed and placed at a single point in the model where the load is expected to occur. If the growth specified in section 8 was inferior to our supply forecasts, we would reconcile these by adding the load at one extremity of the network.
38
39
40
41
42

## Vector GDB s12b AMP2013
[14 empty] | Company Name | Vector
[14 empty] | AMP Planning Period | 1 July 2013 – 30 June 2023
SCHEDULE 12b: REPORT ON FORECAST UTILISATION
This Schedule requires a breakdown of current and forecast utilisation (for heavily utilised pipelines) consistent with the information provided in the AMP and the demand forecast in schedule S12c.
sch ref
7 | Forecast Utilisation of Heavily Utilised Pipelines
8 | [9 empty] | Utilisation
9 |  |  |  |  | Nominal operating pressure (NOP) | Minimum operating pressure (MinOP) | Total capacity at MinOP | Remaining capacity at MinOP |  | Current Year CY | CY+1 | CY+2 | CY+3 | CY+4 | CY+5
10 |  | Region | Network | Pressure system | (kPa) | (kPa) | (scmh) | (scmh) | Unit | y/e 30 Jun 13 | y/e 30 Jun 14 | y/e 30 Jun 15 | y/e 30 Jun 16 | y/e 30 Jun 17 | y/e 30 Jun 18 | Comment
11 |  | Auckland | Auckland Central | AU Auckland IP20 | 1900 | 950 | 74647 | 820 | scmh | 73827 | 74466 | 75105 | 75744 | 76383 | 77022 | Remaining capacity at MinOP is available in East Tamaki area. Refer Note 4 for other explanatory information.
12 | [8 empty] | kPa | 1186 | 1173 | 1160 | 1147 | 1133 | 1120
13 |  | Auckland | Auckland Central | AU North Shore MP4 | 400 | 200 | 14920 | 104 | scmh | 14816 | 14964 | 15114 | 15265 | 15418 | 15572 | Remaining capacity at MinOP is available in Devonport area. Refer Note 5 for other explanatory information.
14 | [8 empty] | kPa | 236 | 233 | 229 | 225 | 220 | 216
15 |  | Auckland | Auckland Central | AU Central Auckland MP4 | 400 | 200 | 45825 | 98 | scmh | 45727 | 46184 | 46646 | 47113 | 47584 | 48060 | Remaining capacity at MinOP is available in South Titirangi area. System reinforcement is planned in 2015 and 2016. Refer to Notes 5, 8 and 10 for other explanatory information.
16 | [8 empty] | kPa | 265 | 262 | 259 | 256 | 253 | 250
17 |  | Auckland | Auckland Central | AU East Auckland MP4 | 400 | 200 | 13402 | 143 | scmh | 13259 | 18993 | 19183 | 19375 | 19569 | 19764 | Remaining capacity at MinOP is available in Pakuranga East area. System reinforcement is planned to implement in 2014. Refer Notes 5, 9 and 10 for other explanatory information.
18 | [8 empty] | kPa | 237 | 265 | 262 | 259 | 256 | 252
19 |  | Auckland | Auckland Central | AU Auckland Airport MP4 | 400 | 200 | 2143 | 0 | scmh | 2143 | 2164 | 2186 | 2208 | 2230 | 2252 | Remaining capacity at MinOP is nil. System reinforcement is planned in 2014 and 2018. Refer Notes 5 and 10 for other explanatory information.
20 | [8 empty] | kPa | 129 | 211 | 206 | 201 | 196 | 207
21 |  | Auckland | Harrisville | HR Harrisville MP7 | 700 | 350 | 4618 | 383 | scmh | 4235 | 4475 | 4714 | 4953 | 5192 | 5432 | Remaining capacity at MinOP is available at Bombay east area. System reinforcement options will be investigated in 2014 (possible upgrade of gate station by Vector Transmission). Refer Notes 4 for other explanatory information.
22 | [8 empty] | kPa | 425 | 410 | 394 | 376 | 357 | 337
23 |  | Waikato | Hamilton | HA Hamilton West MP4 | 400 | 200 | 3080 | 28 | scmh | 3052 | 3110 | 3169 | 3229 | 3291 | 3353 | Remaining capacity at MinOP is available in Nawton east area. Refer Note 6 for other explanatory information.
24 | [8 empty] | kPa | 236 | 232 | 228 | 224 | 219 | 215
25 |  | Waikato | Hamilton | HA Pukete MP4 | 400 | 200 | 2786 | 76 | scmh | 2710 | 2761 | 2814 | 2867 | 2922 | 2977 | Remaining capacity at MinOP is available in Te Rapa east area. System reinforcement is planned in 2019. Refer Notes 6 and 10 for other explanatory information.
26 | [8 empty] | kPa | 223 | 218 | 214 | 209 | 203 | 198
27 |  | Waikato | Waitoa | WT Waitoa MP4 | 400 | 200 | 1702 | 0 | scmh | 1702 | 1702 | 1746 | 1792 | 1838 | 1886 | Remaining capacity at MinOP is available nil. System reinforcement is planned in 2015. Refer Notes 7 and 10 for other explanatory information.
28 | [8 empty] | kPa | 152 | 152 | 250 | 242 | 234 | 226
|  | Gisborne | Gisborne | GS Gisborne IP20 | 1900 | 950 | 3597 | 315 | scmh | 3282 | 3307 | 3333 | 3358 | 3384 | 3409 | Remaining capacity at MinOP is available at Matawhero south area. Refer Note 4 for other explanatory information.
[9 empty] | kPa | 1179 | 1170 | 1161 | 1152 | 1142 | 1133
29 |  | Kapiti | Paraparaumu | PR Paraparaumu IP20 | 1900 | 950 | 1669 | 0 | scmh | 1669 | 1717 | 1766 | 1814 | 1862 | 1911 | Remaining capacity at MinOP is nil. System reinforcement is planned in 2015. Refer Notes 4 and 10 for other explanatory information.
30 | [8 empty] | kPa | 747 | 712 | 1357 | 1336 | 1314 | 1291
31 |  | * Current year utilisation figures may be estimates. Year 1–5 figures show the utilisation forecast to occur given the expected system configuration for each year, including the effect of any new investment in the pressure system.
32
33 |  | Disclaimer for supply enquiries
34 |  | The information in this table contains modelled estimates of utilisation and capacity. Any interested party seeking to invest in supply from Vector’s distribution networks should contact their retailer and confirm availability of capacity.
35
36 |  | Notes and assumptions
37 |  | 1. A heavily utilised pressure system is identified based on its estimated flow rate at system peak in 2013 greater than or equal to 500 scmh and its utilisation greater than or equal to 40%. The utilisation of a pressure system is obtained from the formula: [1 – (system minimum pressure/nominal operating pressure)] *100%. 2. Remaining capacity at MinOP in the current year is estimated based on the level at which the minimum operating pressure is reached. To provide an appropriate operational margin to account for variable consumption patterns, forecast errors and network operational problems, Vector’s quality of supply standard sets the MinOP at 50% of the rated pressure (or 82% of the pipeline capacity) for a pressure system (based on standard operating pressures). By setting the MinOP of a pressure system and examining the modelled flows at various extremity points in the model, a minimum flow value among one of these points is selected to represent the remaining capacity at MinOP of the pressure system being studied. 3. A forecast model of a pressure system is obtained by applying either its forecast flow rate or an annual growth rate in each forecast year; and scaling its loads evenly to give the system total flow. The result of system minimum pressure is simulated on this basis. 4. Forecast system flow is populated from the respective network system as tabulated in Table 5.1 of Section 5 - Network Development Planning of Gas Distribution Asset Management Plan 2013 - 2023. 5. Forecast system flow is based on an annual growth rate of 1% for Central Auckland network system as tabulated in Table 5.1 of Section 5 - Network Development Planning of Gas Distribution Asset Management Plan 2013 - 2023. 6. Forecast system flow is based on an annual growth rate of 1.9 % for Hamilton network system as tabulated in Table 5.1 of Section 5 - Network Development Planning of Gas Distribution Asset Management Plan 2013 - 2023. 7. Forecast system flow is based on an annual growth rate of 2.6% for Waitoa network system as tabulated in Table 5.1 of Section 5 - Network Development Planning of Gas Distribution Asset Management Plan 2013 - 2023. 8. AU Central Auckand MP4, AU Onehunga MP4, AU Main Highway MP4, AU Station Road MP4, AU Station Road (19) MP4 pressure system will merge together after completion of LP pipeline programme in FY2014. 9. AU East Auckland MP4, Mangere MP4, AU Fairburn MP4 and AU Westfield MP4 pressure system will merge together after completion of LP pipeline replacement in FY2014. 10. Details of performance, capacity and system reinforcement are described in Section 5 - Network Development Planning of Gas Distribution Asset Management Plan 2013 - 2023. 11. The table would provide a snapshot in time of capacity at the date of its preparation, and the figures will change over time. It can therefore be used for consumer guidance only. In addition, the capacity limits included are for the most constrained part of each particular pressure system, and more capacity may be available at other points on the network. Consumers considering taking gas from a network and need an accurate assessment of capacity available at the required off-take point, will have to contact Vector. Vector will prepare a dedicated model that will provide an accurate assessment of available gas capacity at the date of the request.
38
39
40
41
42

## GasNet s12b AMP2014
[14 empty] | Company Name | GasNet Limited
[14 empty] | AMP Planning Period | 1 July 2014 – 30 June 2024
SCHEDULE 12b: REPORT ON FORECAST UTILISATION
This Schedule requires a breakdown of current and forecast utilisation (for heavily utilised pipelines) consistent with the information provided in the AMP and the demand forecast in schedule S12c.
sch ref
7 | Forecast Utilisation of Heavily Utilised Pipelines
8 | [9 empty] | Utilisation
9 |  |  |  |  | Nominal operating pressure (NOP) | Minimum operating pressure (MinOP) | Total capacity at MinOP | Remaining capacity at MinOP |  | Current Year CY | CY+1 | CY+2 | CY+3 | CY+4 | CY+5
10 |  | Region | Network | Pressure system | (kPa) | (kPa) | (scmh) | (scmh) | Unit | y/e 30 Jun 14 | y/e 30 Jun 15 | y/e 30 Jun 16 | y/e 30 Jun 17 | y/e 30 Jun 18 | y/e 30 Jun 19 | Comment
11 | [8 empty] | scmh
12 | [8 empty] | kPa
13 | [8 empty] | scmh
14 | [8 empty] | kPa
15 | [8 empty] | scmh
16 | [8 empty] | kPa
17 | [8 empty] | scmh
18 | [8 empty] | kPa
19 | [8 empty] | scmh
20 | [8 empty] | kPa
21 | [8 empty] | scmh
22 | [8 empty] | kPa
23 | [8 empty] | scmh
24 | [8 empty] | kPa
25 | [8 empty] | scmh
26 | [8 empty] | kPa
27 | [8 empty] | scmh
28 | [8 empty] | kPa
29 | [8 empty] | scmh
30 | [8 empty] | kPa
31 |  | * Current year utilisation figures may be estimates. Year 1–5 figures show the utilisation forecast to occur given the expected system configuration for each year, including the effect of any new investment in the pressure system.
32
33 |  | Disclaimer for supply enquiries
34
35
36 |  | Notes and assumptions
37 |  | Please refer to Asset Management Plan clause 10 and Appendix 3.3 - Schedule 12b: Forecast Utilisation
38
39
40
41
42

## Powerco s12b AMP2014
[14 empty] | Company Name | Powerco Limited
[14 empty] | AMP Planning Period | 1 October 2014 – 30 September 2024
SCHEDULE 12b: REPORT ON FORECAST UTILISATION
This Schedule requires a breakdown of current and forecast utilisation (for heavily utilised pipelines) consistent with the information provided in the AMP and the demand forecast in schedule S12c.
sch ref
7 | Forecast Utilisation of Heavily Utilised Pipelines
8 | [9 empty] | Utilisation
9 |  |  |  |  | Nominal operating pressure (NOP) | Minimum operating pressure (MinOP) | Total capacity at MinOP | Remaining capacity at MinOP |  | Current Year CY | CY+1 | CY+2 | CY+3 | CY+4 | CY+5
10 |  | Region | Network | Pressure system | (kPa) | (kPa) | (scmh) | (scmh) | Unit | y/e 30 Sep 14 | y/e 30 Sep 15 | y/e 30 Sep 16 | y/e 30 Sep 17 | y/e 30 Sep 18 | y/e 30 Sep 19 | Comment
11 |  | Wellington | Tawa A | Wellington CBD | 10 | 6 | 5010 | 32 | scmh | 5047 | 3391 | 3391 | 3391 | 3391 | 3391 | Wellington CBD pressure system is currently under constraints and we are working towards a solution that will enable us both to meet demand and restore the pressure on the LP network to 7kPa (CBD upgrade project). In RY14, we will add a new point of supply. In RY15, we will upgrade Kelburn and The Terrace areas.
12 | [8 empty] | kPa | 2.16 | 3.506 | 3.506 | 3.506 | 3.506 | 3.506
13 |  | Wellington | Tawa A | Wellington IP | 1200 | 300 | 23832 | 1181 | scmh | 24302 | 24452 | 24602 | 24752 | 25127 | 25197 | The Wellington IP network is currently performing at the required standard. The minimum operating pressure prescribed in this table is monitored at the inlet of Karori DRS.
14 | [8 empty] | kPa | 338 | 333 | 328 | 314 | 310 | 305
15 |  | Wellington | Tawa A | Wellington 25kPa | 25 | 15 | 6766 | 71 | scmh | 6787 | 8282 | 8767 | 8767 | 8767 | 8767 | The Wellington 25kPa will be affected by the transfer of the Terrace and Kelburn areas from the Wellington CBD pressure system in RY15. In RY16, a new regulation station will be in place and increase the pressure on the network.
16 | [8 empty] | kPa | 11.9 | 10.5 | 12.1 | 12.1 | 12.1 | 12.1
17 |  | Wellington | Tawa A | Wellington North | 185 | 111 | 3812 | 190 | scmh | 3802 | 4106 | 4202 | 4298 | 4394 | 4490 | The demand on this network will increase due to the subdivision activity in the region. In RY15, a section of the network serviced in the Newlands area will be tranferred onto the Tawa A network. The low pressure point is located away from the growth areas.
18 | [8 empty] | kPa | 95 | 95 | 95 | 95 | 95 | 95
19 |  | Hutt Valley/Porirua | Waitangirua/ Pauatahanui | Plimmerton IP | 1200 | 300 | 915 | 123 | scmh | 849 | 921 | 994 | 1063 | 1118 | 1179 | The Whitby project which took place last year increased the capacity of this system. Studies are underway to confirm the MinOP.
20 | [8 empty] | kPa | 593 | 495 | 374 | 261 | 256 | 199
21 |  | Taranaki | Manaia | Manaia | 340 | 204 | 144 | 60 | scmh | 169 | 169 | 169 | 169 | 169 | 169 | This pressure system is dependent on a single commercial consumer. We do not expect any increase in the demand on this network, but maintain active monitoring.
22 | [8 empty] | kPa | 149 | 149 | 149 | 149 | 149 | 149
|  | Taranaki | New Plymouth | Bell Block North | 240 | 144 | 541 | 75 | scmh | 541 | 507 | 517 | 602 | 687 | 772 | With the growth happening at the extremity of this pressure system, pressure levels are currently under our target. The Bell Block - Links Drive project delivered in RY15 will allow pressures on this network to increase to staisfactory levels.
[9 empty] | kPa | 144 | 179 | 177 | 172 | 167 | 160
|  | Taranaki | New Plymouth | New Plymouth MP | 250 | 150 | 5355 | 62 | scmh | 5255 | 5398 | 5466 | 5534 | 5602 | 5670 | Pressure levels on this network are to remain low in isolated parts of the network. A new point of supply will be installed close to the hospital in RY15. The Huatoki looping project completed in RY16 will increase the pressure delivered on the network. In the longer term, Ferndale Southern looping project will increase the performance in RY17.
[9 empty] | kPa | 89 | 143 | 141 | 139 | 137 | 135
|  | Taranaki | Patea | Patea | 350 | 210 | 202 | 79 | scmh | 247 | 244 | 241 | 238 | 235 | 232 | This pressure system is expected to see its performance increasing due to the decrease of demand forecasted over the period. We keep an active monitoring of the pressures but we have not planned any planned project at this stage.
[9 empty] | kPa | 125 | 132 | 138 | 145 | 151 | 157
23 |  | Taranaki | Waverley | Waverley | 350 | 210 | 173 | 54 | scmh | 210 | 210 | 210 | 210 | 210 | 210 | The performance of this pressure system relies mainly on one industrial customer. It is expected to see its performance stable over the period.
24 | [8 empty] | kPa | 88 | 88 | 88 | 88 | 88 | 88
25 |  | Manawatu | Palmerston North | Palmerston North LMP | 100 | 60 | 5233 | 75 | scmh | 5293 | 5341 | 5389 | 5437 | 5485 | 5533 | By increasing the NOP of this pressure system in RY13 we allowed the network to recover higher pressure levels. When the Hokowhitu reinforcement project is completed in RY16, we will reach satisfactory pressure levels. In RY17, we will bring a new point of supply on the eastern part of this network.
26 | [8 empty] | kPa | 57 | 57 | 67 | 67 | 67 | 67
27 |  | Manawatu | Palmerston North | Palmerston North MP East | 400 | 150 | 2564 | 375 | scmh | 2432 | 2479 | 2481 | 2266 | 2279 | 2291 | This Pressure system feeds multiple DRSes as well as some large commercial consumers. The Minimum operating prescribed here is the minimum pressure required at the extremity of the pressure system (on Mihaere drive) to ensure the good operation of the downstream LMP system. When the backfeed of the LMP system is completed in RY17, performance will increase on this network.
28 | [8 empty] | kPa | 195 | 183 | 179 | 230 | 227 | 224
29 |  | Manawatu | Palmerston North | Awapuni LMP | 100 | 60 | 61 | 18 | scmh | 64 | 64 | 64 | 64 | 64 | 64 | Growth is not expected in this network at this stage. A simple interconnection in RY15 will increase the performance of this system.
30 | [8 empty] | kPa | 54 | 79 | 79 | 79 | 79 | 79
31 |  | * Current year utilisation figures may be estimates. Year 1–5 figures show the utilisation forecast to occur given the expected system configuration for each year, including the effect of any new investment in the pressure system.
32
33 |  | Disclaimer for supply enquiries
34 |  | The information in this table contains modelled estimates of utilisation and capacity. Any interested party seeking to invest in supply from Powerco's distribution networks should contact Powerco or their retailer and confirm availability of capacity.
35
36 |  | Notes and assumptions
37 |  | Growth patterns used were outlined in the 2013 Gas AMP, revised with our current knowledge. If the growth was expected to spread over multiple years, it was uniformly spread over life. The number of lots identified in the 2013 Gas AMP was multiplied by 0.6scm/h to calculate a diversified load per connection. This was summed and placed at a single point in the model where the load is expected to occur. If the growth specified in the 2013 Gas AMP was inferior to our supply forecasts, we would reconcile these by adding the load at one extremity of the network.
38
39
40
41
42

## Vector GDB s12b AMP2014
[14 empty] | Company Name | Vector
[14 empty] | AMP Planning Period | 1 July 2014 – 30 June 2024
SCHEDULE 12b: REPORT ON FORECAST UTILISATION
This Schedule requires a breakdown of current and forecast utilisation (for heavily utilised pipelines) consistent with the information provided in the AMP and the demand forecast in schedule S12c.
sch ref
7 | Forecast Utilisation of Heavily Utilised Pipelines
8 | [9 empty] | Utilisation
9 |  |  |  |  | Nominal operating pressure (NOP) | Minimum operating pressure (MinOP) | Total capacity at MinOP | Remaining capacity at MinOP |  | Current Year CY | CY+1 | CY+2 | CY+3 | CY+4 | CY+5
10 |  | Region | Network | Pressure system | (kPa) | (kPa) | (scmh) | (scmh) | Unit | y/e 30 Jun 14 | y/e 30 Jun 15 | y/e 30 Jun 16 | y/e 30 Jun 17 | y/e 30 Jun 18 | y/e 30 Jun 19 | Comment
11 |  | Auckland | Auckland Central | AU Auckland IP20 | 1900 | 950 | 75235 | 769 | scmh | 74466 | 75105 | 75744 | 76383 | 77022 | 77662 | Remaining capacity at MinOP is available in East Tamaki area. Refer Note 4 for other explanatory information.
12 | [8 empty] | kPa | 1173 | 1160 | 1147 | 1133 | 1120 | 1106
13 |  | Auckland | Auckland Central | AU North Shore MP4 | 400 | 200 | 15059.78 | 95 | scmh | 14964.78 | 15114.4278 | 15265.5721 | 15418.2278 | 15572.4101 | 15728.1342 | Remaining capacity at MinOP is available in Devonport area. Refer Note 5 for other explanatory information.
14 | [8 empty] | kPa | 233 | 229 | 225 | 220 | 216 | 212
15 |  | Auckland | Auckland Central | AU Central Auckland MP4 | 400 | 200 | 46282.11 | 98 | scmh | 46184.11 | 46645.9511 | 47112.4106 | 47583.5347 | 48059.3701 | 48539.9638 | Remaining capacity at MinOP is available in South Titirangi area. System reinforcement is planned in 2015 and 2016. Refer to Notes 5, 8 and 10 for other explanatory information.
16 | [8 empty] | kPa | 262 | 259 | 256 | 253 | 250 | 247
17 |  | Auckland | Auckland Central | AU East Auckland MP4 | 400 | 200 | 19092 | 99 | scmh | 18993 | 19182.93 | 19374.7593 | 19568.5069 | 19764.192 | 19961.8339 | Remaining capacity at MinOP is available in Mangere area. System reinforcement is planned to implement in 2014. Refer Notes 5, 9 and 10 for other explanatory information.
18 | [8 empty] | kPa | 265 | 262 | 259 | 256 | 252 | 249
19 |  | Auckland | Auckland Central | AU Auckland Airport MP4 | 400 | 200 | 2201.76 | 37 | scmh | 2164.76 | 2186.4076 | 2208.2717 | 2230.3544 | 2252.6579 | 2275.1845 | Remaining capacity at MinOP is available in the vicinity of Domestic Terminal area. System reinforcement is planned in 2018. Refer Notes 5 and 10 for other explanatory information.
20 | [8 empty] | kPa | 211 | 206 | 201 | 196 | 207 | 203
21 |  | Auckland | Harrisville | HR Harrisville MP7 | 700 | 350 | 4857 | 382 | scmh | 4475 | 4714 | 4953 | 5192 | 5432 | 5671 | Remaining capacity at MinOP is available at Bombay east area. A new gate station is planned to be constructed in FY2015 by Vector Transmission. Refer Notes 4 for other explanatory information.
22 | [8 empty] | kPa | 430 | 445 | 434 | 423 | 410 | 397
23 |  | Waikato | Hamilton | HA Hamilton West MP4 | 400 | 200 | 3136.03 | 26 | scmh | 3110.03 | 3169.1206 | 3229.3339 | 3290.6912 | 3353.2143 | 3416.9254 | Remaining capacity at MinOP is available in Nawton east area. Refer Note 6 for other explanatory information.
24 | [8 empty] | kPa | 232 | 228 | 224 | 219 | 215 | 210
25 |  | Waikato | Hamilton | HA Pukete MP4 | 400 | 200 | 2833 | 72 | scmh | 2761 | 2813.459 | 2866.9147 | 2921.3861 | 2976.8924 | 3033.4534 | Remaining capacity at MinOP is available in Te Rapa east area. System reinforcement is planned in 2019. Refer Notes 6 and 10 for other explanatory information.
26 | [8 empty] | kPa | 218 | 214 | 209 | 203 | 198 | 242
27 |  | Waikato | Waitoa | WT Waitoa MP4 | 400 | 200 | 1702 | 0 | scmh | 1702 | 1746.252 | 1791.6546 | 1838.2376 | 1886.0317 | 1935.0686 | Remaining capacity at MinOP is available nil. System reinforcement is planned in 2015. Refer Notes 7 and 10 for other explanatory information.
28 | [8 empty] | kPa | 152 | 250 | 242 | 234 | 226 | 217
29 |  | Gisborne | Gisborne | GS Gisborne IP20 | 1900 | 950 | 3608 | 301 | scmh | 3307 | 3333 | 3358 | 3384 | 3409 | 3435 | Remaining capacity at MinOP is available at Matawhero south area. Refer Note 4 for other explanatory information.
30 | [8 empty] | kPa | 1170 | 1161 | 1152 | 1142 | 1133 | 1124
31 |  | Kapiti | Paraparaumu | PR Paraparaumu IP20 | 1900 | 950 | 1718 | 0 | scmh | 1718 | 1766 | 1814 | 1862 | 1911 | 1960 | Remaining capacity at MinOP is nil. System reinforcement is planned in 2015. Refer Notes 4 and 10 for other explanatory information.
32 | [8 empty] | kPa | 711 | 1357 | 1336 | 1314 | 1291 | 1267
33 |  | * Current year utilisation figures may be estimates. Year 1–5 figures show the utilisation forecast to occur given the expected system configuration for each year, including the effect of any new investment in the pressure system.
34
35 |  | Disclaimer for supply enquiries
36 |  | The information in this table contains modelled estimates of utilisation and capacity. Any interested party seeking to invest in supply from Vector’s distribution networks should contact their retailer and confirm availability of capacity.
37
38 |  | Notes and assumptions
39 |  | 1. A ‘heavily utilised’ pressure system is a pressure system where the modelled flow rate, at system peak during 2013, is greater than or equal to 500 scmh, and its utilisation (pressure drop) is greater than or equal to 40% from the nominal operating pressure (NOP). The utilisation of a pressure system is calculated using the formula: [1 – (system minimum pressure/nominal operating pressure)] *100%. 2. The remaining capacity of a ‘heavily utilised’ pressure system is obtained by examining the modelled flows at various extremity points in each pressure system, and the level at which the minimum operating pressure (MinOP) is reached. Vector’s security standards set the MinOP at 50% of the rated pressure (which equates to approximately 82% of the pipeline capacity) for a pressure system (based on standard operating pressures). The minimum modelled flow rate, analysed at one extremity point, is used to calculate the remaining capacity of the entire pressure system being studied. 3. A forecast model of a pressure system is obtained by applying either its forecast flow rate or an annual growth rate, in each forecast year; and scaling its loads evenly to give the system total flow. The resulting minimum system pressure is simulated on this basis. 4. The forecast system flow is populated using the respective network system as tabulated in Table 5.1 of Section 5 - Network Development Planning of Gas Distribution Asset Management Plan 2013 - 2023. 5. The forecast system flow for the Central Auckland network system is based on an annual growth rate of 1%, as tabulated in Table 5.1 of Section 5 - Network Development Planning of Gas Distribution Asset Management Plan 2013 - 2023. 6. The forecast system flow for the Hamilton network system is based on an annual growth rate of 1.9%, as tabulated in Table 5.1 of Section 5 - Network Development Planning of Gas Distribution Asset Management Plan 2013 - 2023. 7. The forecast system flow for the Waitoa network system is based on an annual growth rate of 2.6%, as tabulated in Table 5.1 of Section 5 - Network Development Planning of Gas Distribution Asset Management Plan 2013 - 2023. 8. The AU Central Auckand MP4, AU Onehunga MP4, AU Main Highway MP4, AU Station Road MP4 and AU Station Road (19) MP4 pressure systems will merge together following the completion of the Auckland LP pipeline replacement programme (expected in FY2014). 9. The AU East Auckland MP4, Mangere MP4, AU Fairburn MP4 and AU Westfield MP4 pressure systems will merge together following completion of the Auckland LP pipeline replacement programme (expected in FY2014). 10. Details of performance, capacity and system reinforcement are described in Section 5 - Network Development Planning of Gas Distribution Asset Management Plan 2013 - 2023 and the Gas Distribution Asset Management Plan Update - Information Disclosure 2014. 11. Schedule 12b provides a snapshot in time of the pressure system capacity, at the date of its preparation, and it should be noted that the figures will change over time. Schedule 12b is provided on the basis that it be used for consumer guidance only. 12. The capacity limits specified in Schedule 12b for each ‘heavily utilised’ pressure system, highlights only the most constrained part of the pressure system, at that specific location the MinOP is lowest, in reality more capacity may be available at other locations within the pressure or network system. 13. Consumers considering using gas or wanting more capacity should always contact Vector to confirm availability. In these cases, Vector will prepare a dedicated model that will provide an accurate assessment of available gas capacity at the specified location. 14. For the purposes of ascertaining the highest utilised pipelines, there has been no segregation or prioritisation between the Auckland and North Island networks. Both networks have been amalgamated for the purposes of this exercise. 15. Due to resource constraints, the network models used to compile Schedule 12b are updated on a 3 year rolling cycle, meaning that the model update, forecast and validation of some models may not have been updated since 2010. 16. It has been assumed that the load forecasting documented in the AMP is correct, and that all assumptions and risks associated with this forecasting have been reviewed and approved as part of a separate exercise associated with signing off the AMP.
40
41
42
43
44

## GasNet s12c AMP2013
[5 empty] | Company Name | GasNet Limited
[5 empty] | AMP Planning Period | 1 July 2013 – 30 June 2023
SCHEDULE 12c: REPORT ON FORECAST DEMAND
This schedule requires a forecast of new connections (by consumer type), peak demand and energy volumes for the disclosure year and a 5 year planning period. The forecasts should be consistent with the supporting information set out in the AMP as well as the assumptions used in developing the expenditure forecasts in Schedule 11a and Schedule 11b and the capacity and utilisation forecasts in Schedule 12b.
sch ref
7 | 12c(i) Consumer Connections
8 |  | Number of ICPs connected in year by consumer type
9 |  |  |  | Current year CY | CY+1 | CY+2 | CY+3 | CY+4 | CY+5
10 |  |  |  | 2013-06-30 | 2014-06-30 | 2015-06-30 | 2016-06-30 | 2017-06-30 | 2018-06-30
11 |  |  | Consumer types defined by GDB
12 |  |  | M6 (Active) | 9514 | 9529 | 9544 | 0 | 0 | 0
|  |  | M6 (Inactive) | 289 | 0 | 0 | 0 | 0 | 0
|  |  | M12 | 266 | 267 | 268 | 0 | 0 | 0
|  |  | M23 | 69 | 71 | 73 | 0 | 0 | 0
|  |  | M33 | 13 | 13 | 13 | 0 | 0 | 0
|  |  | M43 | 29 | 29 | 29 | 0 | 0 | 0
|  |  | M85 | 22 | 22 | 22 | 0 | 0 | 0
|  |  | M142 | 11 | 11 | 11 | 0 | 0 | 0
|  |  | M200 | 2 | 2 | 2 | 0 | 0 | 0
|  |  | M450 | 1 | 1 | 1 | 0 | 0 | 0
|  |  | Large Site | 12 | 12 | 12 | 0 | 0 | 0
|  |  | G12 | 0 | 0 | 0 | 9828 | 9844 | 9860
13 |  |  | G40 | 0 | 0 | 0 | 88 | 90 | 92
14 |  |  | G180 | 0 | 0 | 0 | 63 | 63 | 63
15 |  |  | G450 | 0 | 0 | 0 | 7 | 7 | 7
16 |  |  | G1000 | 0 | 0 | 0 | 7 | 7 | 7
17 |  | Total |  | 10228 | 9957 | 9975 | 9993 | 10011 | 10029
18
19 | 12c(ii): Gas Delivered |  |  | Current year CY | CY+1 | CY+2 | CY+3 | CY+4 | CY+5
18 |  |  |  | 2013-06-30 | 2014-06-30 | 2015-06-30 | 2016-06-30 | 2017-06-30 | 2018-06-30
19 |  |  | Number of ICPs at year end | 10228 | 9957 | 9975 | 9993 | 10011 | 10029
20 |  |  | Maximum daily load (GJ/day) | 4850.686 | 4899.1929 | 4948.1848 | 4997.6666 | 5047.6433 | 5098.1197
21 |  |  | Maximum monthly load (GJ/month) | 109770.471 | 110868.1757 | 111976.8575 | 113096.626 | 114227.5923 | 115369.8682
22 |  |  | Number of directly billed ICPs (at year end) | 0 | 0 | 0 | 0 | 0 | 0
23 |  |  | Total gas conveyed (GJ/annum) | 1178841.3098 | 1190629.7229 | 1202536.0202 | 1217855.9996 | 1226697.9678 | 1238964.9475
24 |  |  | Average daily delivery (GJ/day) | 3220.8779 | 3261.9992 | 3294.6192 | 3336.5918 | 3351.6338 | 3394.4245
25
26 |  |  | Maximum monthly amount of gas entering network (GJ/month) | 109770.471 | 110868.1757 | 111976.8575 | 113096.626 | 114227.5923 | 115369.8682
27 |  |  | Load factor | 89.49% | 89.49% | 89.49% | 89.74% | 89.49% | 89.49%

## Powerco s12c AMP2013
[5 empty] | Company Name | Powerco
[5 empty] | AMP Planning Period | 1 October 2013 – 30 September 2023
SCHEDULE 12c: REPORT ON FORECAST DEMAND
This schedule requires a forecast of new connections (by consumer type), peak demand and energy volumes for the disclosure year and a 5 year planning period. The forecasts should be consistent with the supporting information set out in the AMP as well as the assumptions used in developing the expenditure forecasts in Schedule 11a and Schedule 11b and the capacity and utilisation forecasts in Schedule 12b.
sch ref
7 | 12c(i) Consumer Connections
8 |  | Number of ICPs connected in year by consumer type
9 |  |  |  | Current year CY | CY+1 | CY+2 | CY+3 | CY+4 | CY+5
10 |  |  |  | 2013-09-30 | 2014-09-30 | 2015-09-30 | 2016-09-30 | 2017-09-30 | 2018-09-30
11 |  |  | Consumer types defined by GDB
12 |  |  | Residential / Small Commercial | 1436 | 1490 | 1513.5552 | 1514 | 1514 | 1514
13 |  |  | Commercial | 101 | 101 | 100 | 100 | 100 | 100
14 |  |  | Industrial | bar: 2013-09-30 to 2018-09-30
15 |  |  | - | 0 | 0 | 0 | 0 | 0 | 0
16 |  |  | - | 0 | 0 | 0 | 0 | 0 | 0
17 |  | Total |  | 1538 | 1592 | 1614.5552 | 1615 | 1615 | 1615
18
19 | 12c(ii): Gas Delivered |  |  | Current year CY | CY+1 | CY+2 | CY+3 | CY+4 | CY+5
18 |  |  |  | 2013-09-30 | 2014-09-30 | 2015-09-30 | 2016-09-30 | 2017-09-30 | 2018-09-30
19 |  |  | Number of ICPs at year end | 104245.44 | 104936.6576 | 105656.4352 | 106376.4352 | 107096.4352 | 107821.3085
20 |  |  | Maximum daily load (GJ/day) | 33043.2564 | 33213.6194 | 33560.4445 | 33914.4768 | 34274.1503 | 34641.379
21 |  |  | Maximum monthly load (GJ/month) | 1024340.9489 | 1029622.2015 | 1040373.779 | 1051348.78 | 1062498.6588 | 1073882.7489
22 |  |  | Number of directly billed ICPs (at year end) | 0 | 0 | 0 | 0 | 0 | 0
23 |  |  | Total gas conveyed (GJ/annum) | 9043753.3549 | 9114347.1049 | 9210010.8549 | 9307428.3549 | 9406647.1049 | 9506923.5435
24 |  |  | Average daily delivery (GJ/day) | 24709.7086 | 24970.814 | 25232.9065 | 25499.8037 | 25701.2216 | 26046.3659
25
26 |  |  | Maximum monthly amount of gas entering network (GJ/month) | 1032145.4519 | 1037466.9425 | 1048300.4369 | 1059359.0569 | 1070593.8871 | 1082064.7131
27 |  |  | Load factor | 73.02% | 73.21% | 73.21% | 73.22% | 73.22% | 73.22%

## Vector GDB s12c AMP2013
[5 empty] | Company Name | Vector
[5 empty] | AMP Planning Period | 1 July 2013 – 30 June 2023
SCHEDULE 12c: REPORT ON FORECAST DEMAND
This schedule requires a forecast of new connections (by consumer type), peak demand and energy volumes for the disclosure year and a 5 year planning period. The forecasts should be consistent with the supporting information set out in the AMP as well as the assumptions used in developing the expenditure forecasts in Schedule 11a and Schedule 11b and the capacity and utilisation forecasts in Schedule 12b.
sch ref
7 | 12c(i) Consumer Connections
8 |  | Number of ICPs connected in year by consumer type
9 |  |  |  | Current year CY | CY+1 | CY+2 | CY+3 | CY+4 | CY+5
10 |  |  |  | 2013-06-30 | 2014-06-30 | 2015-06-30 | 2016-06-30 | 2017-06-30 | 2018-06-30
11 |  |  | Consumer types defined by GDB
12 |  |  | Residential | 3136 | 3090 | 3090 | 3090 | 3086 | 3086
13 |  |  | Commercial | 330 | 309 | 309 | 309 | 308 | 308
14
15
16
17 |  | Total |  | 3466 | 3399 | 3399 | 3399 | 3394 | 3394
18
19 | 12c(ii): Gas Delivered |  |  | Current year CY | CY+1 | CY+2 | CY+3 | CY+4 | CY+5
18 |  |  |  | 2013-06-30 | 2014-06-30 | 2015-06-30 | 2016-06-30 | 2017-06-30 | 2018-06-30
19 |  |  | Number of ICPs at year end | 156908 | 159527 | 162146 | 164765 | 167379 | 169993
20 |  |  | Maximum daily load (GJ/day) | 88261 | 93708 | 94506 | 95286 | 96049 | 96794
21 |  |  | Maximum monthly load (GJ/month) | 2264618 | 2323468 | 2343437 | 2362968 | 2382064 | 2400735
22 |  |  | Number of directly billed ICPs (at year end) | bar: 2013-06-30 to 2018-06-30
23 |  |  | Total gas conveyed (GJ/annum) | 21810158 | 22163676 | 22358013 | 22548245 | 22734395 | 22916553
24 |  |  | Average daily delivery (GJ/day) | 59590.5956 | 60722.4 | 61254.8301 | 61776.0137 | 62115.8333 | 62785.0767
25
26 |  |  | Maximum monthly amount of gas entering network (GJ/month) | 2264618 | 2323468 | 2343437 | 2362968 | 2382064 | 2400735
27 |  |  | Load factor | 80.26% | 79.49% | 79.51% | 79.52% | 79.53% | 79.55%

## GasNet s12c AMP2014
[5 empty] | Company Name | GasNet Limited
[5 empty] | AMP Planning Period | 1 July 2014 – 30 June 2024
SCHEDULE 12c: REPORT ON FORECAST DEMAND
This schedule requires a forecast of new connections (by consumer type), peak demand and energy volumes for the disclosure year and a 5 year planning period. The forecasts should be consistent with the supporting information set out in the AMP as well as the assumptions used in developing the expenditure forecasts in Schedule 11a and Schedule 11b and the capacity and utilisation forecasts in Schedule 12b.
sch ref
7 | 12c(i) Consumer Connections
8 |  | Number of ICPs connected in year by consumer type
9 |  |  |  | Current year CY | CY+1 | CY+2 | CY+3 | CY+4 | CY+5
10 |  |  |  | 2014-06-30 | 2015-06-30 | 2016-06-30 | 2017-06-30 | 2018-06-30 | 2019-06-30
11 |  |  | Consumer types defined by GDB
12 |  |  | Domestic | 80 | 80 | 80 | 80 | 80 | 80
13 |  |  | Non-domestic | 5 | 5 | 5 | 5 | 5 | 5
14
15
16
17 |  | Total |  | 85 | 85 | 85 | 85 | 85 | 85
18
19 | 12c(ii): Gas Delivered |  |  | Current year CY | CY+1 | CY+2 | CY+3 | CY+4 | CY+5
18 |  |  |  | 2014-06-30 | 2015-06-30 | 2016-06-30 | 2017-06-30 | 2018-06-30 | 2019-06-30
19 |  |  | Number of ICPs at year end | 9828 | 9878 | 9928 | 9978 | 10028 | 10078
20 |  |  | Maximum daily load (GJ/day) | 4899.1929 | 4948.1848 | 4997.6666 | 5047.6433 | 5098.1197 | 5149
21 |  |  | Maximum monthly load (GJ/month) | 110868.1757 | 111976.8575 | 113096.626 | 114227.5923 | 115369.8682 | 116524
22 |  |  | Number of directly billed ICPs (at year end) | 0 | 0 | 0 | 0 | 0 | 0
23 |  |  | Total gas conveyed (GJ/annum) | 1190629.7229 | 1202536.0202 | 1217855.9996 | 1226697.9678 | 1238964.9475 | 1251355
24 |  |  | Average daily delivery (GJ/day) | 3261.9992 | 3294.6192 | 3336.5918 | 3351.6338 | 3394.4245 | 3428.3699
25
26 |  |  | Maximum monthly amount of gas entering network (GJ/month) | 110868.1757 | 111976.8575 | 113096.626 | 114227.5923 | 115369.8682 | 116524
27 |  |  | Load factor | 89.49% | 89.49% | 89.74% | 89.49% | 89.49% | 89.49%

## Powerco s12c AMP2014
[5 empty] | Company Name | Powerco Limited
[5 empty] | AMP Planning Period | 1 October 2014 – 30 September 2024
SCHEDULE 12c: REPORT ON FORECAST DEMAND
This schedule requires a forecast of new connections (by consumer type), peak demand and energy volumes for the disclosure year and a 5 year planning period. The forecasts should be consistent with the supporting information set out in the AMP as well as the assumptions used in developing the expenditure forecasts in Schedule 11a and Schedule 11b and the capacity and utilisation forecasts in Schedule 12b.
sch ref
7 | 12c(i) Consumer Connections
8 |  | Number of ICPs connected in year by consumer type
9 |  |  |  | Current year CY | CY+1 | CY+2 | CY+3 | CY+4 | CY+5
10 |  |  |  | 2014-09-30 | 2015-09-30 | 2016-09-30 | 2017-09-30 | 2018-09-30 | 2019-09-30
11 |  |  | Consumer types defined by GDB
12 |  |  | Residential / Small Commercial | 1502 | 1517 | 1551 | 1577 | 1583 | 1583
13 |  |  | Commercial | 100 | 100 | 100 | 100 | 99 | 99
14 |  |  | Industrial | bar: 2014-09-30 to 2019-09-30
15 |  |  | - | 0 | 0 | 0 | 0 | 0 | 0
16 |  |  | - | 0 | 0 | 0 | 0 | 0 | 0
17 |  | Total |  | 1603 | 1618 | 1652 | 1678 | 1683 | 1683
18
19 | 12c(ii): Gas Delivered |  |  | Current year CY | CY+1 | CY+2 | CY+3 | CY+4 | CY+5
18 |  |  |  | 2014-09-30 | 2015-09-30 | 2016-09-30 | 2017-09-30 | 2018-09-30 | 2019-09-30
19 |  |  | Number of ICPs at year end | 103913 | 104602.0133 | 105319.4955 | 106037.1994 | 106754.9033 | 107477.465
20 |  |  | Maximum daily load (GJ/day) | 44053.8591 | 44280.9901 | 44743.3835 | 45215.3856 | 45694.9088 | 46184.5046
21 |  |  | Maximum monthly load (GJ/month) | 1011729.9541 | 1016946.1875 | 1027565.3988 | 1038405.283 | 1049417.892 | 1060661.8288
22 |  |  | Number of directly billed ICPs (at year end) | 0 | 0 | 0 | 0 | 0 | 0
23 |  |  | Total gas conveyed (GJ/annum) | 8901169.0825 | 8970649.8479 | 9064805.3583 | 9160686.9691 | 9258341.4313 | 9357036.9064
24 |  |  | Average daily delivery (GJ/day) | 24386.7646 | 24577.1229 | 24767.2278 | 25097.7725 | 25365.319 | 25635.7176
25
26 |  |  | Maximum monthly amount of gas entering network (GJ/month) | 1011729.9541 | 1016946.1875 | 1027565.3988 | 1038405.283 | 1049417.892 | 1060661.8288
27 |  |  | Load factor | 73.32% | 73.51% | 73.51% | 73.52% | 73.52% | 73.52%

## Vector GDB s12c AMP2014
[5 empty] | Company Name | Vector
[5 empty] | AMP Planning Period | 1 July 2014 – 30 June 2024
SCHEDULE 12c: REPORT ON FORECAST DEMAND
This schedule requires a forecast of new connections (by consumer type), peak demand and energy volumes for the disclosure year and a 5 year planning period. The forecasts should be consistent with the supporting information set out in the AMP as well as the assumptions used in developing the expenditure forecasts in Schedule 11a and Schedule 11b and the capacity and utilisation forecasts in Schedule 12b.
sch ref
7 | 12c(i) Consumer Connections
8 |  | Number of ICPs connected in year by consumer type
9 |  |  |  | Current year CY | CY+1 | CY+2 | CY+3 | CY+4 | CY+5
10 |  |  |  | 2014-06-30 | 2015-06-30 | 2016-06-30 | 2017-06-30 | 2018-06-30 | 2019-06-30
11 |  |  | Consumer types defined by GDB
12 |  |  | Residential | 3521 | 3774 | 4183 | 4458 | 4653 | 4050
13 |  |  | Commercial | 311 | 313 | 314 | 313 | 313 | 312
14
15
16
17 |  | Total |  | 3832 | 4087 | 4497 | 4771 | 4966 | 4362
18
19 | 12c(ii): Gas Delivered |  |  | Current year CY | CY+1 | CY+2 | CY+3 | CY+4 | CY+5
18 |  |  |  | 2014-06-30 | 2015-06-30 | 2016-06-30 | 2017-06-30 | 2018-06-30 | 2019-06-30
19 |  |  | Number of ICPs at year end | 159558 | 162412 | 165676 | 169215 | 172949 | 176078
20 |  |  | Maximum daily load (GJ/day) | 85392 | 93719 | 94258 | 94800 | 95345 | 95893
21 |  |  | Maximum monthly load (GJ/month) | 2150227 | 2229605 | 2225181 | 2220765 | 2216358 | 2211960
22 |  |  | Number of directly billed ICPs (at year end) | bar: 2014-06-30 to 2019-06-30
23 |  |  | Total gas conveyed (GJ/annum) | 21799718 | 21594212 | 21876635 | 21885859 | 21884050 | 21860870
24 |  |  | Average daily delivery (GJ/day) | 59725.2548 | 59162.2247 | 59772.2268 | 59961.2575 | 59956.3014 | 59892.7945
25
26 |  |  | Maximum monthly amount of gas entering network (GJ/month) | 2150227 | 2229605 | 2225181 | 2220765 | 2216358 | 2211960
27 |  |  | Load factor | 84.49% | 80.71% | 81.93% | 82.13% | 82.28% | 82.36%