## CoverSheet
Electricity Distribution Business
Price-Quality Regulation 1 April 2025 DPP Reset
Opex projections model
May 2024 draft determination
Published 29 May 2024 v1

## Table of Contents
Table of Contents
| Sheet Name | Link
| Description | Description
General description
High level calculation steps
Inputs
Outputs
Notes
Model suite
| Inputs | Inputs
Inputs that are the same for all distributors
Inputs that are specific to individual distributors
| EDB data | Inputs for selected distributor
Inputs that are the same for all distributors
Distributor-specific data
| Network opex | Network opex projection calculations
Inputs
Calculations
Outputs
| Non-network opex | Non-network opex projection calculations
Inputs
Calculations
Outputs
| Total opex | Total opex projection calculations
Inputs
Calculations
Outputs
| Outputs | Opex projections output tables
Outputs
Outputs for chartbook
| Chartbook Calculations | Chartbook calculations

## Description
Description
This Excel workbook is one of a suite of models for modelling for the EDB DPP4 draft decision.
General description
| 1 | This model forecasts total opex allowances for each EDB, in nominal terms, for use in the EDB DPP4 Financial model and Incremental Rolling Incentive Scheme (IRIS) model.
| 2 | All data used in the model are entered into the "Inputs" sheet.
High level calculation steps
| 1 | The "Base-trend-step" method is used. Take the actual opex for a base year and apply trend adjustments to produce an opex allowance projection for each year until the end of the DPP period.
Then add step changes.
| 2 | For the Draft decision the 2024 opex uses the latest AMP forecast (AMP 2024) as a proxy for the prevailing Actuals. For the Final decision the Actuals for 2024 will be available.
| 3 | Inflation is one of the annual trend adjustments.
| 4 | A Productivity Factor is used to scale the projections up or down (or zero).
| 5 | Adjustments are made to the base opex to ensure the projections are based on all, and only, appropriate costs.
| 6 | Annual trend adjustments are calculated for each year. These are specific to each EDB and are based on their historic circuit length growth,
historic growth in ICP count, and projected Capex spend growth throughout the DPP4 period.
| 7 | The growth factors are multiplied by elasticity factors to convert into cost projections.
| 8 | Step changes are added to, or deducted from, the cost projections.
Inputs
| 1 | Actuals and AMP forecasts from the EDB Database (a collection of Information Disclosure data).
| 2 | Inflation forecasts from the Input cost inflators model.
| 3 | Scale Growth factors from the "Opex growth model".
| 4 | Productivity Factors, Elasticities, Opex base adjustments, and Step Factors are all entered into the Inputs sheet.
Outputs
| 1 | The "Output" sheet uses Excel's data table facility to display the calculated results for all EDBs.
| 2 | The "Total Opex Series (Nominal)" table is used by the overall Financial DPP model.
| 3 | The "Operating Leases Forecasts (nominal)" table is used by the Incremental Rolling Incentive Scheme (IRIS) model.
| 4 | The other tables in this sheet are either used for the preparation of charts displayed in the Reasons paper or are displayed when separate analysis is required.
Notes
| 1 | Financial quantities in this model are expressed in NZD'000.
| 2 | Annual quantities relate to years ending on 31 March.
| 3 | The model calculates results for the EDB selected in the "Outputs" sheet dropdown list in cell B3. Calculations are in the following "Network opex" sheet and the "Non-network opex" sheet.
| 4 | A lighter font is used for cells containing a formula linking to another sheet. A red font is applied to input cells.
| 5 | Wherever two horizontally adjacent cells contain numerical formulas which differ, a red border has been placed between the cells to indicate that the cell formulas are different.
| 6 | This model should not be used for purposes other than those stated under 'general description' above.
Model suite
| 1 | Follow the link "Model map – EDB DPP draft determination – 29 May 2024" on the Commission's EDB 2025-2030 default price-quality path determination web page for a graphical depiction of interconnections between the models and data sources.

## Inputs
Inputs
All input data is entered into this sheet.
Inputs that are the same for all distributors
Years to set determine initial level |  |  | 2023 | 2024
Weighting used in determining initial level |  |  | 0% | 100%
Cost inflators
These are calculated in the Input Cost Inflators model
|  |  | 2018 | 2019 | 2020 | 2021 | 2022 | 2023 | 2024 | 2025 | 2026 | 2027 | 2028 | 2029 | 2030
Network opex index of cost inflator |  |  | 0.8131 | 0.83799 | 0.85837 | 0.87101 | 0.9137 | 0.96593 | 1 | 1.0323 | 1.0585 | 1.0831 | 1.1084 | 1.136 | 1.1648
Non-network opex index of cost inflator |  |  | 0.8131 | 0.83799 | 0.85837 | 0.87101 | 0.9137 | 0.96593 | 1 | 1.0323 | 1.0585 | 1.0831 | 1.1084 | 1.136 | 1.1648
Productivity factors
A positive percentage amount reduces the opex allowance to account for assumed productivity gains ($ savings)
Network opex partial productivity factor | bar: 2018
Non-network opex partial productivity factor | bar: 2018
Elasticities
Data from 2018-2023 was used to calculate these draft-decision elasticity figures. The approach for determining these are discussed in the reasons paper. 2024 data is expected to be added for recalculating the Final decision.
Elasticity of network opex to circuit length |  |  | 2018: 0.52
Elasticity of non-network opex to circuit length |  |  | 2018: 0.35
Elasticity of network opex to number of connections |  |  | 2018: 0.45
Elasticity of non-network opex to number of connections |  |  | 2018: 0.22
Elasticity of non-network opex to Capex (expenditure on assets) |  |  | 2018: 0.3
Inputs that are specific to individual distributors
Name |  |  | Alpine Energy | Aurora Energy | EA Networks | Electricity Invercargill | Firstlight Network | Horizon Energy | Nelson Electricity | Network Tasman | Orion NZ | OtagoNet | Powerco | The Lines Company | Top Energy | Unison Networks | Vector Lines | Wellington Electricity
Distributor number |  |  | 1 | 2 | 3 | 4 | 5 | 6 | 7 | 8 | 9 | 10 | 11 | 12 | 13 | 14 | 15 | 16
Scale growth
These are calculated in the Opex growth model.
Circuit length growth |  |  | 0.299% | 0.8396% | 0.9317% | 0.2648% | -0.03376% | 0.3329% | 0.1239% | 0.6755% | 1.038% | 0.05498% | 0.8237% | 0.3115% | 0.5713% | 0.102% | 0.8844% | 0.4941%
ICP growth |  |  | 0.7154% | 1.188% | 1.425% | 0.3008% | 0.2461% | 0.4342% | 0.1754% | 1.676% | 1.941% | 3.153% | 1.199% | 0.4804% | 1.214% | 1.098% | 1.705% | 0.8897%
Capex growth |  |  | 3.239% | 1.376% | -5.938% | 3.239% | 3.239% | 3.239% | 3.239% | 3.173% | 3.239% | 3.239% | 3.239% | 1.555% | -1.112% | 3.239% | 3.239% | 3.239%
Network opex (nominal)
Sourced from ID Schedule 6b(i) Operational Expenditure.
Network opex (nominal) 2018 | 2018 | Actual | 5400 | 16187 | 3535 | 1315.472 | 4812.9808 | 4178.4032 | 450 | 6066 | 25397.09 | 4772.065 | 31408.9743 | 3599 | 6302.5058 | 10257.51 | 43768.3629 | 16981.1723
Network opex (nominal) 2019 | 2019 | Actual | 5476.8678 | 16747.4031 | 3770 | 1607.645 | 5389.2642 | 3172.27 | 767 | 5991 | 27520.1885 | 5532.486 | 41164.378 | 3813.1349 | 5309.913 | 11415.507 | 45990 | 16288.6623
Network opex (nominal) 2020 | 2020 | Actual | 7457.0729 | 18954.6377 | 4279 | 2070.4108 | 5091.4085 | 3757 | 684 | 6251 | 27390.5084 | 5672.8 | 41971.9229 | 4542.797 | 6323.6332 | 11381.792 | 52839 | 15760.3455
Network opex (nominal) 2021 | 2021 | Actual | 6119.6006 | 19481.2 | 3900 | 1554.266 | 4645.2865 | 3546.1305 | 683 | 6396 | 29855.402 | 5216.891 | 40950.2666 | 4628.069 | 6372.9286 | 11693 | 49057 | 15415.2612
Network opex (nominal) 2022 | 2022 | Actual | 6933.1129 | 19665 | 3867 | 1832.2463 | 5649.6401 | 3742.3321 | 881 | 6532 | 29055 | 5262.329 | 48315.7703 | 5646.3363 | 7173.7783 | 13243.7657 | 55059 | 16598.4918
Network opex (nominal) 2023 | 2023 | Actual | 5538.9453 | 20633 | 3970 | 2080.297 | 6162.187 | 3966.78 | 905 | 6806 | 28352.425 | 6211 | 51973.2025 | 6293.7886 | 9197.2183 | 17588.6424 | 57918 | 16418.3323
Network opex (nominal) 2024 | 2024 | Actual
Non-network opex (nominal)
Sourced from ID Schedule 6b(i) Operational Expenditure.
Non-network opex (nominal) 2018 | 2018 | Actual | 11771.223 | 19157 | 8527 | 3271.429 | 5109.067 | 6152.1018 | 1466 | 4879 | 28809.419 | 2504.169 | 39013.0951 | 8601 | 9709.3512 | 28228.478 | 69646.5237 | 16329.3527
Non-network opex (nominal) 2019 | 2019 | Actual | 12818.9806 | 26027 | 8143 | 3330.4302 | 4689.5306 | 6296.5664 | 1379 | 4513 | 32157.563 | 3127.087 | 46774.199 | 10523.6552 | 10099.4232 | 27992.926 | 75971 | 17728.4513
Non-network opex (nominal) 2020 | 2020 | Actual | 13886.0151 | 29068 | 8914 | 3075.232 | 6290.5139 | 6533.2917 | 1394 | 4979 | 33901.396 | 3169.139 | 47811.7619 | 11448.4473 | 12785.7373 | 31776 | 76396 | 16429.887
Non-network opex (nominal) 2021 | 2021 | Actual | 13837 | 26771 | 9063 | 3183.682 | 5880.9444 | 6866.1151 | 1324 | 5058 | 35305 | 3689.27 | 49995.6136 | 9973.3882 | 11924.12 | 29771 | 78145 | 17993.3793
Non-network opex (nominal) 2022 | 2022 | Actual | 15312.3566 | 26595 | 9754 | 3297.229 | 6459.9502 | 6896.881 | 1401 | 5437 | 35252 | 3502.368 | 55139.6851 | 10570.9934 | 12391.6333 | 31071.5689 | 81694 | 18805.5488
Non-network opex (nominal) 2023 | 2023 | Actual | 19356.4052 | 27638 | 11479 | 3505.643 | 6732.0028 | 7310.9066 | 1446 | 6194 | 43353.603 | 3819 | 59351.162 | 9641.4609 | 14551.3368 | 32847.6317 | 88024 | 19917.142
Non-network opex (nominal) 2024 | 2024 | Actual
Network opex base adjustments (nominal)
Added to (subtracted from) initial value prior to trending.
Network opex base adjustments (nominal) 2023 | 2023 | Placeholder
Network opex base adjustments (nominal) 2023 | 2023 | Placeholder
Network opex base adjustments (nominal) 2024 | 2024 | Placeholder
Network opex base adjustments (nominal) 2024 | 2024 | Placeholder
Non-network opex base adjustments (nominal)
Added to (subtracted from) initial value prior to trending.
Non-network opex base adjustments (nominal) 2023 | 2023 | Placeholder
Non-network opex base adjustments (nominal) 2023 | 2023 | Placeholder
Non-network opex base adjustments (nominal) 2024 | 2024 | CPP related normalisation | 2: -3454.3458
Non-network opex base adjustments (nominal) 2024 | 2024 | Placeholder
Network opex step factors (Constant $2024)
Added to opex projection after trending, but before adjusting for inflation. Forecasts provided by EDBs were a significant factor in calculating these.
Network opex step factors (Constant $2024) 2024 | 2024 | Placeholder
Network opex step factors (Constant $2024) 2025 | 2025 | Placeholder
Network opex step factors (Constant $2024) 2026 | 2026 | Total
Network opex step factors (Constant $2024) 2027 | 2027 | Total
Network opex step factors (Constant $2024) 2028 | 2028 | Total
Network opex step factors (Constant $2024) 2029 | 2029 | Total
Network opex step factors (Constant $2024) 2030 | 2030 | Total
Non-network opex step factors (Constant $2024)
Added to opex projection after trending, but before adjusting for inflation. Forecasts provided by EDBs were a significant factor in calculating these. The approach to calculating these are explained in the reasons paper.
Non-network opex step factors (Constant $2024) 2024 | 2024 | Placeholder
Non-network opex step factors (Constant $2024) 2025 | 2025 | Placeholder
Non-network opex step factors (Constant $2024) 2026 | 2026 | Total | 1554.5767 | 1007.6956 | 817.0433 | 304.9157 | 804.2144 | 805.0886 | 52.4948 | 496.7499 | 3707.0522 | 480.8223 | 2729.0706 | 122.591 | 1023.9746 | 1810.5447 | 5863.7305 | 2033.8176
Non-network opex step factors (Constant $2024) 2027 | 2027 | Total | 1537.2249 | 1007.2771 | 821.3755 | 324.6593 | 781.2064 | 376.3251 | 52.1263 | 478.4795 | 3784.7327 | 531.9525 | 2482.2883 | 123.9851 | 1023.1395 | 2913.3546 | 5867.7195 | 2018.1413
Non-network opex step factors (Constant $2024) 2028 | 2028 | Total | 1519.3278 | 1006.076 | 825.6583 | 323.1628 | 757.2973 | 373.5261 | 51.3909 | 459.2354 | 3919.1083 | 530.0813 | 3554.5895 | 124.7804 | 1022.3033 | 2298.902 | 5869.0748 | 2002.2549
Non-network opex step factors (Constant $2024) 2029 | 2029 | Total | 1500.9108 | 1004.1605 | 829.8922 | 321.6483 | 732.5429 | 370.691 | 50.32 | 439.0708 | 4767.0914 | 528.1996 | 3606.9449 | 125.0313 | 1021.466 | 2835.4927 | 5866.7527 | 1986.1556
Non-network opex step factors (Constant $2024) 2030 | 2030 | Total | 1481.9829 | 1001.5591 | 834.0777 | 320.1158 | 706.9652 | 421.8193 | 48.9268 | 418.0054 | 4683.1844 | 526.3077 | 4332.3248 | 124.761 | 1020.6276 | 3466.4628 | 5863.709 | 1969.8404
Operating Leases Forecasts (nominal)
A change to Accounting standards, for operating leases, occurred 2019. This has no effect on the DPP4 Opex allowance calculation. But it does have an impact on the IRIS wash-ups, which uses output from this model.
Forecast operating lease payments, 2026 | 2026 | Forecast | 0 | 1327.3518 | 981.2697 | 0 | 32.505 | 86.201 | 0 | 0 | 299.163 | 10.55 | 2097.849 | 30.6584 | 65.7014 | 1459.6455 | 10100.9893 | 1036.2712
Forecast operating lease payments, 2027 | 2027 | Forecast | 0 | 1384.501 | 1000.4951 | 0 | 32.505 | 159.301 | 0 | 0 | 294.538 | 10.55 | 3081.4961 | 3.6414 | 68.9864 | 1788.8384 | 10968.6951 | 933.6439
Forecast operating lease payments, 2028 | 2028 | Forecast | 0 | 1385.791 | 1020.105 | 0 | 32.505 | 246 | 0 | 0 | 270.931 | 10.55 | 2208.7643 | 3.6596 | 72.4358 | 1824.6152 | 11745.2181 | 951.5775
Forecast operating lease payments, 2029 | 2029 | Forecast | 0 | 1581.8716 | 1040.1071 | 0 | 32.505 | 246 | 0 | 0 | 263.062 | 10.55 | 2252.9396 | 3.7142 | 76.0576 | 1861.1075 | 12863.9877 | 965.2835
Forecast operating lease payments, 2030 | 2030 | Forecast | 0 | 1524.5034 | 1060.5093 | 0 | 32.505 | 246 | 0 | 0 | 263.062 | 10.55 | 3232.3601 | 2.7857 | 79.8604 | 1898.3296 | 13653.1535 | 999.9588
Prior publication opex allowances and AMP forecasts
AMP network opex (nominal)
Sourced from ID Schedule 11b Report on Forecast Operational Expenditure.
For the Draft decision the 2024 opex is based on the latest AMP forecast (AMP 2024); it is effectively used as a proxy for the prevailing Actuals.
For the Final decision the Actuals for 2024 will be available. AMP forecasts are not used in the opex allowance calculations (they are shown in Outputs to allow comparisons).
AMP network opex (nominal) 2024 | 2024 | Forecast | 5910.4651 | 20760.999 | 3415 | 2298 | 7486 | 4108.191 | 669.9856 | 7951 | 28786 | 6000.748 | 52857 | 6133.9152 | 7863 | 15707.801 | 57469.8092 | 16898.1093
AMP network opex (nominal) 2025 | 2025 | Forecast | 7431 | 21584.86 | 5081.808 | 2598 | 9298 | 4476.988 | 734.2923 | 8132 | 33906 | 6737.0624 | 54691 | 6544.2781 | 9011 | 16179.9226 | 66731.8306 | 20725.7052
AMP network opex (nominal) 2026 | 2026 | Forecast | 7609.344 | 22206.988 | 5312.3802 | 2629 | 9947 | 5290.2443 | 748.9782 | 8459 | 41660 | 6719.5111 | 75067 | 6806.2425 | 10176 | 17766.2015 | 69395.7907 | 21465.0419
AMP network opex (nominal) 2027 | 2027 | Forecast | 7769.139 | 26797.5221 | 5365.1083 | 2682 | 10436 | 5314.1676 | 763.9577 | 8714 | 46298 | 7142.8149 | 73990 | 7010.4298 | 10571 | 18300.1195 | 74241.2041 | 21894.3427
AMP network opex (nominal) 2028 | 2028 | Forecast | 7924.524 | 27398.7539 | 5463.3905 | 2736 | 10478 | 5308.5275 | 779.2369 | 8979 | 46591 | 7520.4016 | 76892 | 7150.6384 | 10980 | 18884.5318 | 70843.6339 | 22332.2296
AMP network opex (nominal) 2029 | 2029 | Forecast | 8083.011 | 27197.7507 | 5533.4019 | 2796 | 10914 | 5527.4506 | 794.8216 | 9247 | 50238 | 7297.0113 | 79418 | 7293.6511 | 11409 | 19569.4406 | 69476.7597 | 22778.8741
AMP network opex (nominal) 2030 | 2030 | Forecast | 8244.672 | 25831.5641 | 5605.5626 | 2858 | 10978 | 5475.2427 | 810.718 | 9528 | 54213 | 7515.7853 | 80493 | 7439.5242 | 11852 | 20013.0565 | 70820.5054 | 23234.4516
AMP non-network opex (nominal)
Sourced from ID Schedule 11b Report on Forecast Operational Expenditure.
For the Draft decision the 2024 opex is based on the latest AMP forecast (AMP 2024); it is effectively used as a proxy for the prevailing Actuals.
For the Final decision the Actuals for 2024 will be available. AMP forecasts are not used in the opex allowance calculations (they are shown in Outputs to allow comparisons).
AMP non-network opex (nominal) 2024 | 2024 | Forecast | 23182.702 | 31749.0392 | 13547 | 3876 | 7313 | 8080.3532 | 1570 | 6914 | 49399 | 3770.661 | 68154 | 11258.9428 | 15491 | 35434.942 | 109491.9807 | 21512.5056
AMP non-network opex (nominal) 2025 | 2025 | Forecast | 32731.588 | 35134.069 | 16087.43 | 4250 | 8540 | 11750.507 | 1703.4 | 7335 | 52572 | 4127.3246 | 73894 | 12093.849 | 18838 | 36980.3811 | 116644.5013 | 23762.4534
AMP non-network opex (nominal) 2026 | 2026 | Forecast | 32454.762 | 33328.4018 | 15041.1504 | 4432 | 9050 | 10143.7531 | 1737.468 | 7726 | 54032 | 4794.4108 | 85381 | 12873.6879 | 19966 | 38132.5664 | 122158.7301 | 29575.2254
AMP non-network opex (nominal) 2027 | 2027 | Forecast | 31343.777 | 33008.5347 | 16445.4883 | 4403 | 9581 | 10065.3134 | 1772.2174 | 7960 | 55204 | 5201.0595 | 89630 | 13367.4246 | 20417 | 41912.8519 | 125573.3259 | 31202.113
AMP non-network opex (nominal) 2028 | 2028 | Forecast | 33510.164 | 33763.8985 | 15831.0323 | 4403 | 9935 | 10023.4927 | 1807.6617 | 8200 | 57135 | 5305.0807 | 96695 | 13731.0945 | 21050 | 42130.1295 | 129249.4529 | 32617.799
AMP non-network opex (nominal) 2029 | 2029 | Forecast | 34030.029 | 34383.5419 | 15837.0728 | 4403 | 10255 | 10219.6079 | 1843.8149 | 8448 | 66074 | 5411.1823 | 100284 | 13745.2294 | 21788 | 44293.674 | 132669.47 | 33278.0972
AMP non-network opex (nominal) 2030 | 2030 | Forecast | 29929.762 | 35629.2649 | 16168.3587 | 4403 | 10500 | 10474.0823 | 1880.6912 | 8704 | 71284 | 5519.406 | 109500 | 14022.8262 | 22153 | 46707.3113 | 137044.0628 | 34415.6239
DPP3 total opex series (nominal)
Sourced from the DPP3 Final Opex projection model (Opex-projections-model-EDB-DPP3-final-determination-27-November-2019.xlsx)
Not used in opex calculations. Shown in Outputs to allow comparisons.
DPP3 total opex series (nominal) 2018 | 2018 | Actual Allocation | 0 | 0 | 0 | 0 | 0 | 0 | 0 | 0 | 0 | 0 | 0 | 0 | 0 | 0 | 0 | 0
DPP3 total opex series (nominal) 2019 | 2019 | Actual Allocation | 18242.9638 | 42746.8202 | 11886.1147 | 4918.1244 | 10051.0785 | 9421.3194 | 2114.9861 | 10463.1268 | 59579.3455 | 8638.373 | 87690.2162 | 14131.7581 | 15386.0005 | 39342.5373 | 117818.012 | 33959.0887
DPP3 total opex series (nominal) 2020 | 2020 | Actual Allocation | 18792.7873 | 43342.6237 | 11407.791 | 5039.7641 | 10310.8621 | 9563.5827 | 2172.6563 | 10782.5965 | 61726.8374 | 8882.7711 | 90196.5665 | 14488.8954 | 15507.8586 | 40203.6054 | 122097.1815 | 34488.9511
DPP3 total opex series (nominal) 2021 | 2021 | Actual Allocation | 19420.273 | 44723.3609 | 11823.138 | 5180.7118 | 10615.3905 | 9885.612 | 2246.8374 | 11157.712 | 64153.5484 | 9162.9239 | 93422.9678 | 14911.9027 | 16021.4785 | 41582.3872 | 127351.1379 | 35667.6573
DPP3 total opex series (nominal) 2022 | 2022 | Actual Allocation | 20012.1203 | 46248.5301 | 12215.642 | 5310.5866 | 10898.0818 | 10170.6927 | 2316.9756 | 11513.0795 | 66487.6544 | 9425.2765 | 96485.7888 | 15303.1872 | 16537.3444 | 42904.143 | 132448.6848 | 36792.1155
DPP3 total opex series (nominal) 2023 | 2023 | Actual Allocation | 20629.4321 | 48129.3155 | 12625.1591 | 5445.6804 | 11192.332 | 10485.3194 | 2390.1658 | 11880.3765 | 68931.5055 | 9698.6498 | 99415.1133 | 15708.6854 | 17051.6616 | 44325.326 | 137800.8232 | 37965.3799
DPP3 total opex series (nominal) 2024 | 2024 | Actual Allocation | 21237.1045 | 50194.3423 | 13063.7335 | 5585.0373 | 11497.2337 | 10832.6593 | 2464.9982 | 12252.6189 | 71320.638 | 9957.7843 | 102609.6705 | 16108.5462 | 17569.3518 | 45716.0965 | 142973.171 | 39168.447
DPP3 total opex series (nominal) 2025 | 2025 | Actual Allocation | 21815.9174 | 51957.9129 | 13485.8756 | 5715.7104 | 11783.5583 | 11113.45 | 2536.7169 | 12609.4982 | 73634.7339 | 10201.9805 | 106186.7639 | 16483.229 | 18063.176 | 47028.8776 | 148015.8896 | 40320.6165
Note on D52: 2024 Actual data is not yet available, but will be for the final decision
Note on D63: 2024 Actual data is not yet available, but will be for the final decision

## EDB data
Inputs for selected distributor | [8 empty] | Alpine Energy
This sheet sets out all of the input data for the selected distributor. The distributor's name is user-selected in cell B3 of the Outputs sheet.
Inputs that are the same for all distributors
Network opex partial productivity factor | 0%
Non-network opex partial productivity factor | 0%
Elasticity of network opex to circuit length | 0.52
Elasticity of non-network opex to circuit length | 0.35
Elasticity of network opex to number of connections | 0.45
Elasticity of non-network opex to number of connections | 0.22
Elasticity of non-network opex to Capex (expenditure on assets) | 0.3
|  | 2023 | 2024 | 2025 | 2026 | 2027 | 2028 | 2029 | 2030
Weighting used in determining initial level |  | 2023: 0%; 2024: 100%
Network opex index of cost inflator |  | 0.96593 | 1 | 1.0323 | 1.0585 | 1.0831 | 1.1084 | 1.136 | 1.1648
Non-network opex index of cost inflator |  | 0.96593 | 1 | 1.0323 | 1.0585 | 1.0831 | 1.1084 | 1.136 | 1.1648
Distributor-specific data
Circuit length growth | 0.299%
ICP growth | 0.7154%
Capex growth | 3.239%
Network opex (nominal)
Network opex (nominal) 2018 | 5400
Network opex (nominal) 2019 | 5476.8678
Network opex (nominal) 2020 | 7457.0729
Network opex (nominal) 2021 | 6119.6006
Network opex (nominal) 2022 | 6933.1129
Network opex (nominal) 2023 | 5538.9453
Network opex (nominal) 2024 | 0
Non-network opex (nominal)
Non-network opex (nominal) 2018 | 11771.223
Non-network opex (nominal) 2019 | 12818.9806
Non-network opex (nominal) 2020 | 13886.0151
Non-network opex (nominal) 2021 | 13837
Non-network opex (nominal) 2022 | 15312.3566
Non-network opex (nominal) 2023 | 19356.4052
Non-network opex (nominal) 2024 | 0
Total opex (nominal)
Total opex (nominal) 2018 | 17171.223
Total opex (nominal) 2019 | 18295.8484
Total opex (nominal) 2020 | 21343.088
Total opex (nominal) 2021 | 19956.6006
Total opex (nominal) 2022 | 22245.4695
Total opex (nominal) 2023 | 24895.3504
Total opex (nominal) 2024 | 0
Base adjustments and Step factors (nominal)
|  | 2023 | 2024 | 2025 | 2026 | 2027 | 2028 | 2029 | 2030
Network opex base adjustments (nominal) |  | 2023: 0; 2024: 0
Non-network opex base adjustments (nominal) |  | 2023: 0; 2024: 0
Network opex step factors (Constant $2024) |  | 0 | 0 | 0 | 0 | 0 | 0 | 0 | 0
Non-network opex step factors (Constant $2024) |  | 0 | 0 | 0 | 1554.5767 | 1537.2249 | 1519.3278 | 1500.9108 | 1481.9829
Operating Leases Forecasts (nominal)
A change to Accounting standards, for operating leases, occurred 2019. This has no effect on the DPP4 Opex allowance calculation. But it does have an impact on the IRIS wash-ups,
which uses output from this model.
Forecast operating lease payments, 2026 | 0
Forecast operating lease payments, 2027 | 0
Forecast operating lease payments, 2028 | 0
Forecast operating lease payments, 2029 | 0
Forecast operating lease payments, 2030 | 0
Prior publication opex allowances and AMP forecasts
Not used in opex calculations. Shown in Outputs to allow comparisons.
AMP network opex (nominal)
AMP network opex (nominal) 2024 | 5910.4651
AMP network opex (nominal) 2025 | 7431
AMP network opex (nominal) 2026 | 7609.344
AMP network opex (nominal) 2027 | 7769.139
AMP network opex (nominal) 2028 | 7924.524
AMP network opex (nominal) 2029 | 8083.011
AMP network opex (nominal) 2030 | 8244.672
AMP non-network opex (nominal)
AMP non-network opex (nominal) 2024 | 23182.702
AMP non-network opex (nominal) 2025 | 32731.588
AMP non-network opex (nominal) 2026 | 32454.762
AMP non-network opex (nominal) 2027 | 31343.777
AMP non-network opex (nominal) 2028 | 33510.164
AMP non-network opex (nominal) 2029 | 34030.029
AMP non-network opex (nominal) 2030 | 29929.762
Total AMP opex (nominal)
Total AMP opex (nominal) 2024 | 29093.1671
Total AMP opex (nominal) 2025 | 40162.588
Total AMP opex (nominal) 2026 | 40064.106
Total AMP opex (nominal) 2027 | 39112.916
Total AMP opex (nominal) 2028 | 41434.688
Total AMP opex (nominal) 2029 | 42113.04
Total AMP opex (nominal) 2030 | 38174.434
DPP3 total opex series (nominal)
DPP3 total opex series (nominal) 2018 | 0
DPP3 total opex series (nominal) 2019 | 18242.9638
DPP3 total opex series (nominal) 2020 | 18792.7873
DPP3 total opex series (nominal) 2021 | 19420.273
DPP3 total opex series (nominal) 2022 | 20012.1203
DPP3 total opex series (nominal) 2023 | 20629.4321
DPP3 total opex series (nominal) 2024 | 21237.1045
DPP3 total opex series (nominal) 2025 | 21815.9174

## Network opex
Network opex projection calculations | [8 empty] | Alpine Energy
This sheet calculates the network opex allowance for each year.
Inputs
Data is selected from the EDB data sheet (the distributor's name is user-selected in cell B3 of the Outputs sheet).
Network opex partial productivity factor | 0
Elasticity of network opex to circuit length | 0.52
Elasticity of network opex to number of connections | 0.45
Circuit length growth | 0.299%
ICP growth | 0.7154%
|  | 2023 | 2024 | 2025 | 2026 | 2027 | 2028 | 2029 | 2030
Weighting used in determining initial level |  | 2023: 0%; 2024: 100%
For the Draft decision the 2024 opex is based on the latest AMP forecast (AMP 2024); it is effectively used as a proxy for the prevailing Actuals.
For the Final decision the Actuals for 2024 will be available, and are expected to represent the base year.
Network opex (nominal) |  | 2023: 5538.9453; 2024: 5910.4651
Network opex index of cost inflator |  | 0.96593 | 1 | 1.0323 | 1.0585 | 1.0831 | 1.1084 | 1.136 | 1.1648
Network opex base adjustments (nominal) |  | 2023: 0; 2024: 0
Network opex step factors (Constant $2024) |  | 0 | 0 | 0 | 0 | 0 | 0 | 0 | 0
Calculations
Percentage change in network scale before including partial productivity
Each scale growth factor is multiplied by its respective elasticity, then they are summed together to determine the percentage growth that is applied each year.
Percentage change from network growth scale factors | 0.4774%
Product of annual network scaling factors
The network growth scale factor rate is multiplied by the partial productivity factor to determine the total network scale growth factor.
|  | 2023 | 2024 | 2025 | 2026 | 2027 | 2028 | 2029 | 2030
Network opex partial productivity factor | bar: 2023 to 2030
Percentage change from network growth scale factors |  | 0.4774% | 0.4774% | 0.4774% | 0.4774% | 0.4774% | 0.4774% | 0.4774% | 0.4774%
Total network scale growth factor |  | 0.4774% | 0.4774% | 0.4774% | 0.4774% | 0.4774% | 0.4774% | 0.4774% | 0.4774%
Calculation of initial level of network opex
Year 2023 requires scaling up to the year 2024 Network scale.
|  | 2023 | 2024
Weighting used in determining initial level |  | 2023: 0%; 2024: 100%
Network opex - constant $2024 |  | 2023: 5734.3253; 2024: 5910.4651
Network opex base adjustments - constant $2024 |  | 2023: 0; 2024: 0
Index of the scaled trend in Network opex |  | 2023: 0.99525; 2024: 1
Network opex plus base adjustment (constant $2024) at 2024 network scale |  | 2023: 5761.7024; 2024: 5910.4651
Initial level of Network opex (constant $2024) at 2024 network scale |  | 2024: 5910.4651
Constant price network opex series $2024
Each year is projected by multiplying the previous year's value by the total network scale growth factor. The step changes are then added to those projections.
|  |  | 2024 | 2025 | 2026 | 2027 | 2028 | 2029 | 2030
Trend in network opex before step factors - constant $2024 |  |  | 5910.4651 | 5938.6831 | 5967.0358 | 5995.5239 | 6024.1479 | 6052.9086 | 6081.8067
Network opex step factors - constant $2024 |  |  | 0 | 0 | 0 | 0 | 0 | 0 | 0
Network opex series - constant $2024 |  |  | 5910.4651 | 5938.6831 | 5967.0358 | 5995.5239 | 6024.1479 | 6052.9086 | 6081.8067
Nominal price network opex series
The constant price projection series is converted to nominal dollars.
|  |  | 2024 | 2025 | 2026 | 2027 | 2028 | 2029 | 2030
Network opex series (nominal) |  |  | 5910.4651 | 6130.6394 | 6316.1153 | 6493.8319 | 6677.151 | 6876.3821 | 7083.8866
Trend in network opex before step factors (nominal) |  |  | 5910.4651 | 6130.6394 | 6316.1153 | 6493.8319 | 6677.151 | 6876.3821 | 7083.8866
Outputs
These outputs are used in the Total opex sheet, where they are combined with the non-network projection results.
|  | 2023 | 2024 | 2025 | 2026 | 2027 | 2028 | 2029 | 2030
2024 Network opex series before base adjustments - nominal |  | 2024: 5910.4651
Network opex series - constant $2024 |  | 0 | 5910.4651 | 5938.6831 | 5967.0358 | 5995.5239 | 6024.1479 | 6052.9086 | 6081.8067
Network opex series (nominal) |  | 0 | 5910.4651 | 6130.6394 | 6316.1153 | 6493.8319 | 6677.151 | 6876.3821 | 7083.8866
Trend in network opex before step factors - constant $2024 |  | 0 | 5910.4651 | 5938.6831 | 5967.0358 | 5995.5239 | 6024.1479 | 6052.9086 | 6081.8067
Trend in network opex before step factors (nominal) |  | 0 | 5910.4651 | 6130.6394 | 6316.1153 | 6493.8319 | 6677.151 | 6876.3821 | 7083.8866
Network opex base adjustments - constant $2024 |  | 2023: 0; 2024: 0
Network opex step factors - constant $2024 |  | 0 | 0 | 0 | 0 | 0 | 0 | 0 | 0
Network opex step factors - nominal |  | 0 | 0 | 0 | 0 | 0 | 0 | 0 | 0
Initial level of Network opex (constant $2024) at 2024 network scale |  | 2024: 5910.4651
Network scale growth 2024-2030 | 0.4774%

## Non-network opex
Non-network opex projection calculations | [8 empty] | Alpine Energy
This sheet calculates the network opex allowance for each year.
Inputs
Data is selected from the EDB data sheet (the distributor's name is user-selected in cell B3 of the Outputs sheet).
Non-network opex partial productivity factor | 0
Elasticity of non-network opex to circuit length | 0.35
Elasticity of non-network opex to number of connections | 0.22
Elasticity of non-network opex to Capex (expenditure on assets) | 0.3
Circuit length growth | 0.299%
ICP growth | 0.7154%
Capex growth | 3.239%
|  | 2023 | 2024 | 2025 | 2026 | 2027 | 2028 | 2029 | 2030
Weighting used in determining initial level |  | 2023: 0%; 2024: 100%
For the Draft decision the 2024 opex is based on the latest AMP forecast (AMP 2024); it is effectively used as a proxy for the prevailing Actuals.
For the Final decision the Actuals for 2024 will be available, and are expected to represent the base year.
Non-network opex (nominal) |  | 2023: 19356.4052; 2024: 23182.702
Non-network opex index of cost inflator |  | 0.96593 | 1 | 1.0323 | 1.0585 | 1.0831 | 1.1084 | 1.136 | 1.1648
Non-network opex base adjustments (nominal) |  | 2023: 0; 2024: 0
Non-network opex step factors (Constant $2024) |  | 0 | 0 | 0 | 1554.5767 | 1537.2249 | 1519.3278 | 1500.9108 | 1481.9829
Calculations
Percentage change in non-network scale before including partial productivity
Each scale growth factor is multiplied by its respective elasticity, then they are summed together to determine the percentage growth that is applied each year.
Percentage change from non-network growth scale factors | 1.234%
Product of annual non-network scaling factors
The non-network growth scale factor rate is multiplied by the partial productivity factor to determine the total non-network scale growth factor.
|  | 2023 | 2024 | 2025 | 2026 | 2027 | 2028 | 2029 | 2030
Non-network opex partial productivity factor | bar: 2023 to 2030
Percentage change from non-network growth scale factors |  | 1.234% | 1.234% | 1.234% | 1.234% | 1.234% | 1.234% | 1.234% | 1.234%
Total non-network scale growth factor |  | 1.234% | 1.234% | 1.234% | 1.234% | 1.234% | 1.234% | 1.234% | 1.234%
Calculation of initial level of non-network opex
Year 2023 requires scaling up to the year 2024 non-network scale.
|  | 2023 | 2024
Weighting used in determining initial level |  | 2023: 0%; 2024: 100%
Non-network opex - constant $2024 |  | 2023: 20039.1806; 2024: 23182.702
Non-network opex base adjustments - constant $2024 |  | 2023: 0; 2024: 0
Non-network opex step factors (Consta - constant $2024 |  | 2023: 0.98781; 2024: 1
Non-network opex plus base adjustment (constant $2024) at 2024 scale |  | 2023: 20286.4204; 2024: 23182.702
Initial level of Non-network opex (constant $2024) at 2024 scale |  | 2024: 23182.702
Constant price non-network opex series $2024
Each year is projected by multiplying the previous year's value by the total non-network scale growth factor. The step changes are then added to those projections.
|  |  | 2024 | 2025 | 2026 | 2027 | 2028 | 2029 | 2030
Trend in non-network opex before step factors - constant $2024 |  |  | 23182.702 | 23468.726 | 23758.2789 | 24051.4043 | 24348.1462 | 24648.5493 | 24952.6587
Non-network opex step factors - constant $2024 |  |  | 0 | 0 | 1554.5767 | 1537.2249 | 1519.3278 | 1500.9108 | 1481.9829
Non-network opex series - constant $2024 |  |  | 23182.702 | 23468.726 | 25312.8556 | 25588.6292 | 25867.474 | 26149.4601 | 26434.6416
Nominal price non-network opex series
The constant price projection series is converted to nominal dollars.
|  |  | 2024 | 2025 | 2026 | 2027 | 2028 | 2029 | 2030
Non-network opex series (nominal) |  |  | 23182.702 | 24227.3066 | 26793.6911 | 27715.3857 | 28671.4459 | 29706.987 | 30790.1932
Trend in non-network opex before step factors (nominal) |  |  | 23182.702 | 24227.3066 | 25148.1696 | 26050.3969 | 26987.4266 | 28001.8835 | 29064.0287
Outputs
These outputs are used in the Total opex sheet, where they are combined with the network projection results.
|  | 2023 | 2024 | 2025 | 2026 | 2027 | 2028 | 2029 | 2030
2024 Non-network opex series before base adjustments - nominal |  | 2024: 23182.702
Non-network opex series - constant $2024 |  | 0 | 23182.702 | 23468.726 | 25312.8556 | 25588.6292 | 25867.474 | 26149.4601 | 26434.6416
Non-network opex series (nominal) |  | 0 | 23182.702 | 24227.3066 | 26793.6911 | 27715.3857 | 28671.4459 | 29706.987 | 30790.1932
Trend in non-network opex before step factors - constant $2024 |  | 0 | 23182.702 | 23468.726 | 23758.2789 | 24051.4043 | 24348.1462 | 24648.5493 | 24952.6587
Trend in non-network opex before step factors (nominal) |  | 0 | 23182.702 | 24227.3066 | 25148.1696 | 26050.3969 | 26987.4266 | 28001.8835 | 29064.0287
Non-network opex base adjustments - constant $2024 |  | 2023: 0; 2024: 0
Non-network opex step factors - constant $2024 |  | 0 | 0 | 0 | 1554.5767 | 1537.2249 | 1519.3278 | 1500.9108 | 1481.9829
Non-network opex step factors - nominal |  | 0 | 0 | 0 | 1645.5214 | 1664.9888 | 1684.0193 | 1705.1035 | 1726.1645
Initial level of Non-network opex (constant $2024) at 2024 scale |  | 2024: 23182.702
Non-network scale growth 2024-2030 | 1.234%

## Total opex
Total opex projection calculations | [8 empty] | Alpine Energy
This sheet sums the results from the Network opex and Non-network opex sheets. The results are used in the Outputs sheet, where they are sourced for use in the main DPP4 financial model.
Inputs
Data is selected from the Network opex and Non-network opex sheets.
|  | 2023 | 2024 | 2025 | 2026 | 2027 | 2028 | 2029 | 2030
2024 network opex series before base adjustments - nominal | Network opex | 2024: 5910.4651
Network opex series - constant $2024 | Network opex | 0 | 5910.4651 | 5938.6831 | 5967.0358 | 5995.5239 | 6024.1479 | 6052.9086 | 6081.8067
Network opex series (nominal) | Network opex | 0 | 5910.4651 | 6130.6394 | 6316.1153 | 6493.8319 | 6677.151 | 6876.3821 | 7083.8866
Trend in network opex before step factors - constant $2024 | Network opex | 0 | 5910.4651 | 5938.6831 | 5967.0358 | 5995.5239 | 6024.1479 | 6052.9086 | 6081.8067
Trend in network opex before step factors (nominal) | Network opex | 0 | 5910.4651 | 6130.6394 | 6316.1153 | 6493.8319 | 6677.151 | 6876.3821 | 7083.8866
Network opex base adjustments - constant $2024 | Network opex | 2023: 0; 2024: 0
Network opex step factors - constant $2024 | Network opex | 0 | 0 | 0 | 0 | 0 | 0 | 0 | 0
Initial level of Network opex (constant $2024) at 2024 network scale | Network opex | 2024: 5910.4651
2024 Non-network opex series before base adjustments - nominal | Non-network opex | 2024: 23182.702
Non-network opex series - constant $2024 | Non-network opex | 0 | 23182.702 | 23468.726 | 25312.8556 | 25588.6292 | 25867.474 | 26149.4601 | 26434.6416
Non-network opex series (nominal) | Non-network opex | 0 | 23182.702 | 24227.3066 | 26793.6911 | 27715.3857 | 28671.4459 | 29706.987 | 30790.1932
Trend in non-network opex before step factors - constant $2024 | Non-network opex | 0 | 23182.702 | 23468.726 | 23758.2789 | 24051.4043 | 24348.1462 | 24648.5493 | 24952.6587
Trend in non-network opex before step factors (nominal) | Non-network opex | 0 | 23182.702 | 24227.3066 | 25148.1696 | 26050.3969 | 26987.4266 | 28001.8835 | 29064.0287
Non-network opex base adjustments - constant $2024 | Non-network opex | 2023: 0; 2024: 0
Non-network opex step factors - constant $2024 | Non-network opex | 0 | 0 | 0 | 1554.5767 | 1537.2249 | 1519.3278 | 1500.9108 | 1481.9829
Initial level of Non-network opex (constant $2024) at 2024 scale | Non-network opex | 2024: 23182.702
Calculations
Network opex and Non-network opex results are added together. These are the allowances that are used in the main DPP4 Financial model.
|  | 2023 | 2024 | 2025 | 2026 | 2027 | 2028 | 2029 | 2030
2024 Total opex series before base adjustments - nominal |  | 2024: 29093.1671
Total opex series - constant $2024 |  | 0 | 29093.1671 | 29407.4091 | 31279.8914 | 31584.1531 | 31891.622 | 32202.3687 | 32516.4483
Total opex series (nominal) |  | 0 | 29093.1671 | 30357.946 | 33109.8064 | 34209.2176 | 35348.5969 | 36583.3691 | 37874.0798
Total trend in opex before step factors - constant $2024 |  | 0 | 29093.1671 | 29407.4091 | 29725.3148 | 30046.9282 | 30372.2942 | 30701.458 | 31034.4654
Total trend in opex before step factors (nominal) |  | 0 | 29093.1671 | 30357.946 | 31464.2849 | 32544.2288 | 33664.5776 | 34878.2656 | 36147.9153
Total opex base adjustments - constant $2024 |  | 2023: 0; 2024: 0
Total step factors - constant $2024 |  | 0 | 0 | 0 | 1554.5767 | 1537.2249 | 1519.3278 | 1500.9108 | 1481.9829
Total initial level of opex after base adjustments - constant $2024 |  | 2024: 29093.1671
Outputs
The results from the Calculations section are repeated in this Outputs section. This section is used in the Outputs sheet.
|  | 2023 | 2024 | 2025 | 2026 | 2027 | 2028 | 2029 | 2030
2024 Total opex series before base adjustments - nominal |  | 2024: 29093.1671
Total opex series - constant $2024 |  | 0 | 29093.1671 | 29407.4091 | 31279.8914 | 31584.1531 | 31891.622 | 32202.3687 | 32516.4483
Total opex series (nominal) |  | 0 | 29093.1671 | 30357.946 | 33109.8064 | 34209.2176 | 35348.5969 | 36583.3691 | 37874.0798
Total trend in opex before step factors - constant $2024 |  | 0 | 29093.1671 | 29407.4091 | 29725.3148 | 30046.9282 | 30372.2942 | 30701.458 | 31034.4654
Total trend in opex before step factors (nominal) |  | 0 | 29093.1671 | 30357.946 | 31464.2849 | 32544.2288 | 33664.5776 | 34878.2656 | 36147.9153
Total opex base adjustments - constant $2024 |  | 2023: 0; 2024: 0
Total step factors - constant $2024 |  | 0 | 0 | 0 | 1554.5767 | 1537.2249 | 1519.3278 | 1500.9108 | 1481.9829
Total step factors - nominal |  | 0 | 0 | 0 | 1645.5214 | 1664.9888 | 1684.0193 | 1705.1035 | 1726.1645
Total initial level of opex after base adjustments - constant $2024 |  | 2024: 29093.1671
Aggregate trend 2024-2030 |  | 2023: 4.494%
Aggregate trend 2024-2030 excluding step fatcors |  | 2023: 3.685%
Note on F9: Author: https://comcom.govt.nz/__data/assets/excel_doc/0024/251619/Aurora-CPP-Expenditure-Model-With-ComCom-Adjustments-Final-Decision-31-March-2021.xlsx

## Outputs
Opex projections output tables
This sheet uses Excel's data table facility to display the calculated results for all distributors.
The constant price outputs are just for information. They are not used in the main Financial model (which is nominal only).
Select distributor | Alpine Energy | This distributor's data will be calculated in the 'EDB data', 'Network opex', 'Non-network opex', and 'Total opex' tabs.
| Active EDB outputs | Alpine Energy | Aurora Energy | EA Networks | Electricity Invercargill | Firstlight Network | Horizon Energy | Nelson Electricity | Network Tasman | Orion NZ | OtagoNet | Powerco | The Lines Company | Top Energy | Unison Networks | Vector Lines | Wellington Electricity
Outputs |  | 0 | 0 | 0 | 0 | 0 | 0 | 0 | 0 | 0 | 0 | 0 | 0 | 0 | 0 | 0 | 0
Total opex series (nominal) |  | 0 | 0 | 0 | 0 | 0 | 0 | 0 | 0 | 0 | 0 | 0 | 0 | 0 | 0 | 0 | 0
Total opex series (nominal) 2023 | 0 | 0 | 0 | 0 | 0 | 0 | 0 | 0 | 0 | 0 | 0 | 0 | 0 | 0 | 0 | 0 | 0
Total opex series (nominal) 2024 | 29093.1671 | 29093.1671 | 49055.6924 | 16962 | 6174 | 14799 | 12188.5442 | 2239.9856 | 14865 | 78185 | 9771.409 | 121011 | 17392.8579 | 23354 | 51142.7431 | 166961.7899 | 38410.6148 | 29093.1671 | 29093.1671 | 49055.6924 | 16962 | 6174 | 14799 | 12188.5442 | 2239.9856 | 14865 | 78185 | 9771.409 | 121011 | 17392.8579 | 23354 | 51142.7431 | 166961.7899 | 38410.6148
Total opex series (nominal) 2025 | 30357.946 | 30357.946 | 51132.2125 | 17390.2709 | 6425.2766 | 15361.1065 | 12696.8879 | 2330.4582 | 15547.3659 | 82030.8537 | 10242.4857 | 126522.5208 | 18058.1761 | 24198.6317 | 53341.3638 | 174958.6118 | 40064.488 | 30357.946 | 30357.946 | 51132.2125 | 17390.2709 | 6425.2766 | 15361.1065 | 12696.8879 | 2330.4582 | 15547.3659 | 82030.8537 | 10242.4857 | 126522.5208 | 18058.1761 | 24198.6317 | 53341.3638 | 174958.6118 | 40064.488
Total opex series (nominal) 2026 | 33109.8064 | 33109.8064 | 47596.9243 | 18575.3976 | 6964.5346 | 16688.5896 | 13989.5816 | 2463.8347 | 16677.2426 | 89409.4038 | 11172.807 | 134282.3232 | 18752.2583 | 25988.8105 | 57176.2041 | 188309.0845 | 43660.9116 | 33109.8064 | 33109.8064 | 47596.9243 | 18575.3976 | 6964.5346 | 16688.5896 | 13989.5816 | 2463.8347 | 16677.2426 | 89409.4038 | 11172.807 | 134282.3232 | 18752.2583 | 25988.8105 | 57176.2041 | 188309.0845 | 43660.9116
Total opex series (nominal) 2027 | 34209.2176 | 34209.2176 | 55784.0251 | 18890.8511 | 7203.2317 | 17141.2386 | 13973.0531 | 2540.065 | 17262.8222 | 93002.0918 | 11655.9273 | 138861.4448 | 19299.3195 | 26687.6431 | 60285.5595 | 195504.4239 | 45101.7524 | 34209.2176 | 34209.2176 | 55784.0251 | 18890.8511 | 7203.2317 | 17141.2386 | 13973.0531 | 2540.065 | 17262.8222 | 93002.0918 | 11655.9273 | 138861.4448 | 19299.3195 | 26687.6431 | 60285.5595 | 195504.4239 | 45101.7524
Total opex series (nominal) 2028 | 35348.5969 | 35348.5969 | 57627.4611 | 19215.0129 | 7426.9739 | 17607.3616 | 14422.9356 | 2618.5366 | 17870.1663 | 96809.2399 | 12100.484 | 145079.6009 | 19863.4953 | 27408.0542 | 61617.7231 | 202992.1792 | 46595.1802 | 35348.5969 | 35348.5969 | 57627.4611 | 19215.0129 | 7426.9739 | 17607.3616 | 14422.9356 | 2618.5366 | 17870.1663 | 96809.2399 | 12100.484 | 145079.6009 | 19863.4953 | 27408.0542 | 61617.7231 | 202992.1792 | 46595.1802
Total opex series (nominal) 2029 | 36583.3691 | 36583.3691 | 59624.2338 | 19576.9698 | 7669.793 | 18114.1172 | 14910.8433 | 2703.3337 | 18527.4749 | 101736.8734 | 12581.8426 | 150615.2353 | 20475.5531 | 28192.2567 | 64392.4184 | 211094.3902 | 48214.2029 | 36583.3691 | 36583.3691 | 59624.2338 | 19576.9698 | 7669.793 | 18114.1172 | 14910.8433 | 2703.3337 | 18527.4749 | 101736.8734 | 12581.8426 | 150615.2353 | 20475.5531 | 28192.2567 | 64392.4184 | 211094.3902 | 48214.2029
Total opex series (nominal) 2030 | 37874.0798 | 37874.0798 | 61709.833 | 19954.023 | 7923.3121 | 18641.2875 | 15483.4902 | 2791.4877 | 19214.9835 | 105826.0539 | 13086.8594 | 157197.6653 | 21112.8491 | 29008.769 | 67406.576 | 219593.7856 | 49906.779 | 37874.0798 | 37874.0798 | 61709.833 | 19954.023 | 7923.3121 | 18641.2875 | 15483.4902 | 2791.4877 | 19214.9835 | 105826.0539 | 13086.8594 | 157197.6653 | 21112.8491 | 29008.769 | 67406.576 | 219593.7856 | 49906.779
Network opex series (nominal) |  | 0 | 0 | 0 | 0 | 0 | 0 | 0 | 0 | 0 | 0 | 0 | 0 | 0 | 0 | 0 | 0 | 0 | 0 | 0 | 0 | 0 | 0 | 0 | 0 | 0 | 0 | 0 | 0 | 0 | 0 | 0 | 0 | 0
Network opex series (nominal) 2023 | 0 | 0 | 0 | 0 | 0 | 0 | 0 | 0 | 0 | 0 | 0 | 0 | 0 | 0 | 0 | 0 | 0 | 0 | 0 | 0 | 0 | 0 | 0 | 0 | 0 | 0 | 0 | 0 | 0 | 0 | 0 | 0 | 0 | 0
Network opex series (nominal) 2024 | 5910.4651 | 5910.4651 | 20760.999 | 3415 | 2298 | 7486 | 4108.191 | 669.9856 | 7951 | 28786 | 6000.748 | 52857 | 6133.9152 | 7863 | 15707.801 | 57469.8092 | 16898.1093 | 5910.4651 | 5910.4651 | 20760.999 | 3415 | 2298 | 7486 | 4108.191 | 669.9856 | 7951 | 28786 | 6000.748 | 52857 | 6133.9152 | 7863 | 15707.801 | 57469.8092 | 16898.1093
Network opex series (nominal) 2025 | 6130.6394 | 6130.6394 | 21640.2258 | 3565.0677 | 2378.7552 | 7735.1725 | 4256.6082 | 692.6332 | 8298.7447 | 30136.484 | 6284.3714 | 55093.5314 | 6356.1274 | 8185.6007 | 16304.2105 | 60055.3631 | 17558.9625 | 6130.6394 | 6130.6394 | 21640.2258 | 3565.0677 | 2378.7552 | 7735.1725 | 4256.6082 | 692.6332 | 8298.7447 | 30136.484 | 6284.3714 | 55093.5314 | 6356.1274 | 8185.6007 | 16304.2105 | 60055.3631 | 17558.9625
Network opex series (nominal) 2026 | 6316.1153 | 6316.1153 | 18536.946 | 3696.6219 | 2445.7363 | 7938.7175 | 4380.6332 | 711.2156 | 8603.2633 | 31337.4755 | 6536.9997 | 57037.289 | 6541.9556 | 8463.9484 | 16809.0944 | 62333.8575 | 18122.5685 | 6316.1153 | 6316.1153 | 18536.946 | 3696.6219 | 2445.7363 | 7938.7175 | 4380.6332 | 711.2156 | 8603.2633 | 31337.4755 | 6536.9997 | 57037.289 | 6541.9556 | 8463.9484 | 16809.0944 | 62333.8575 | 18122.5685
Network opex series (nominal) 2027 | 6493.8319 | 6493.8319 | 23148.13 | 3825.1546 | 2509.4366 | 8130.8774 | 4499.0086 | 728.796 | 8900.63 | 32519.3719 | 6785.8117 | 58928.2926 | 6719.3816 | 8733.7784 | 17294.005 | 64565.8581 | 18665.8327 | 6493.8319 | 6493.8319 | 23148.13 | 3825.1546 | 2509.4366 | 8130.8774 | 4499.0086 | 728.796 | 8900.63 | 32519.3719 | 6785.8117 | 58928.2926 | 6719.3816 | 8733.7784 | 17294.005 | 64565.8581 | 18665.8327
Network opex series (nominal) 2028 | 6677.151 | 6677.151 | 23918.5859 | 3958.5133 | 2575.0282 | 8328.4396 | 4620.9994 | 746.8784 | 9209.1054 | 33748.8871 | 7044.7293 | 60887.4807 | 6902.242 | 9013.0234 | 17794.5089 | 66883.8118 | 19227.1163 | 6677.151 | 6677.151 | 23918.5859 | 3958.5133 | 2575.0282 | 8328.4396 | 4620.9994 | 746.8784 | 9209.1054 | 33748.8871 | 7044.7293 | 60887.4807 | 6902.242 | 9013.0234 | 17794.5089 | 66883.8118 | 19227.1163
Network opex series (nominal) 2029 | 6876.3821 | 6876.3821 | 24753.3355 | 4102.9278 | 2646.4665 | 8544.1431 | 4753.7206 | 766.6063 | 9543.1726 | 35079.6624 | 7324.9633 | 63010.1906 | 7101.1667 | 9315.7423 | 18338.1312 | 69393.3329 | 19836.2502 | 6876.3821 | 6876.3821 | 24753.3355 | 4102.9278 | 2646.4665 | 8544.1431 | 4753.7206 | 766.6063 | 9543.1726 | 35079.6624 | 7324.9633 | 63010.1906 | 7101.1667 | 9315.7423 | 18338.1312 | 69393.3329 | 19836.2502
Network opex series (nominal) 2030 | 7083.8866 | 7083.8866 | 25625.642 | 4254.0094 | 2720.7811 | 8768.3158 | 4891.8619 | 787.1141 | 9892.6106 | 36474.9036 | 7618.8496 | 65228.3482 | 7308.2269 | 9631.7951 | 18904.5761 | 72020.6896 | 20471.4121 | 7083.8866 | 7083.8866 | 25625.642 | 4254.0094 | 2720.7811 | 8768.3158 | 4891.8619 | 787.1141 | 9892.6106 | 36474.9036 | 7618.8496 | 65228.3482 | 7308.2269 | 9631.7951 | 18904.5761 | 72020.6896 | 20471.4121
Non-network opex series (nominal) |  | 0 | 0 | 0 | 0 | 0 | 0 | 0 | 0 | 0 | 0 | 0 | 0 | 0 | 0 | 0 | 0 | 0 | 0 | 0 | 0 | 0 | 0 | 0 | 0 | 0 | 0 | 0 | 0 | 0 | 0 | 0 | 0 | 0
Non-network opex series (nominal) 2023 | 0 | 0 | 0 | 0 | 0 | 0 | 0 | 0 | 0 | 0 | 0 | 0 | 0 | 0 | 0 | 0 | 0 | 0 | 0 | 0 | 0 | 0 | 0 | 0 | 0 | 0 | 0 | 0 | 0 | 0 | 0 | 0 | 0 | 0
Non-network opex series (nominal) 2024 | 23182.702 | 23182.702 | 28294.6934 | 13547 | 3876 | 7313 | 8080.3532 | 1570 | 6914 | 49399 | 3770.661 | 68154 | 11258.9428 | 15491 | 35434.942 | 109491.9807 | 21512.5056 | 23182.702 | 23182.702 | 28294.6934 | 13547 | 3876 | 7313 | 8080.3532 | 1570 | 6914 | 49399 | 3770.661 | 68154 | 11258.9428 | 15491 | 35434.942 | 109491.9807 | 21512.5056
Non-network opex series (nominal) 2025 | 24227.3066 | 24227.3066 | 29491.9868 | 13825.2032 | 4046.5215 | 7625.934 | 8440.2797 | 1637.8249 | 7248.6212 | 51894.3698 | 3958.1143 | 71428.9894 | 11702.0486 | 16013.031 | 37037.1533 | 114903.2487 | 22505.5255 | 24227.3066 | 24227.3066 | 29491.9868 | 13825.2032 | 4046.5215 | 7625.934 | 8440.2797 | 1637.8249 | 7248.6212 | 51894.3698 | 3958.1143 | 71428.9894 | 11702.0486 | 16013.031 | 37037.1533 | 114903.2487 | 22505.5255
Non-network opex series (nominal) 2026 | 26793.6911 | 26793.6911 | 29059.9783 | 14878.7757 | 4518.7983 | 8749.8721 | 9608.9484 | 1752.6191 | 8073.9793 | 58071.9284 | 4635.8072 | 77245.0341 | 12210.3027 | 17524.8621 | 40367.1096 | 125975.227 | 25538.3431 | 26793.6911 | 26793.6911 | 29059.9783 | 14878.7757 | 4518.7983 | 8749.8721 | 9608.9484 | 1752.6191 | 8073.9793 | 58071.9284 | 4635.8072 | 77245.0341 | 12210.3027 | 17524.8621 | 40367.1096 | 125975.227 | 25538.3431
Non-network opex series (nominal) 2027 | 27715.3857 | 27715.3857 | 32635.895 | 15065.6965 | 4693.7951 | 9010.3612 | 9474.0445 | 1811.269 | 8362.1922 | 60482.7199 | 4870.1156 | 79933.1523 | 12579.9379 | 17953.8647 | 42991.5545 | 130938.5658 | 26435.9197 | 27715.3857 | 27715.3857 | 32635.895 | 15065.6965 | 4693.7951 | 9010.3612 | 9474.0445 | 1811.269 | 8362.1922 | 60482.7199 | 4870.1156 | 79933.1523 | 12579.9379 | 17953.8647 | 42991.5545 | 130938.5658 | 26435.9197
Non-network opex series (nominal) 2028 | 28671.4459 | 28671.4459 | 33708.8752 | 15256.4995 | 4851.9457 | 9278.9219 | 9801.9362 | 1871.6582 | 8661.061 | 63060.3528 | 5055.7547 | 84192.1202 | 12961.2533 | 18395.0308 | 43823.2142 | 136108.3673 | 27368.0639 | 28671.4459 | 28671.4459 | 33708.8752 | 15256.4995 | 4851.9457 | 9278.9219 | 9801.9362 | 1871.6582 | 8661.061 | 63060.3528 | 5055.7547 | 84192.1202 | 12961.2533 | 18395.0308 | 43823.2142 | 136108.3673 | 27368.0639
Non-network opex series (nominal) 2029 | 29706.987 | 29706.987 | 34870.8983 | 15474.042 | 5023.3265 | 9569.9741 | 10157.1227 | 1936.7274 | 8984.3023 | 66657.211 | 5256.8793 | 87605.0447 | 13374.3865 | 18876.5144 | 46054.2872 | 141701.0574 | 28377.9528 | 29706.987 | 29706.987 | 34870.8983 | 15474.042 | 5023.3265 | 9569.9741 | 10157.1227 | 1936.7274 | 8984.3023 | 66657.211 | 5256.8793 | 87605.0447 | 13374.3865 | 18876.5144 | 46054.2872 | 141701.0574 | 28377.9528
Non-network opex series (nominal) 2030 | 30790.1932 | 30790.1932 | 36084.191 | 15700.0137 | 5202.531 | 9872.9718 | 10591.6283 | 2004.3736 | 9322.3729 | 69351.1503 | 5468.0098 | 91969.3172 | 13804.6221 | 19376.9739 | 48501.9999 | 147573.0959 | 29435.3669 | 30790.1932 | 30790.1932 | 36084.191 | 15700.0137 | 5202.531 | 9872.9718 | 10591.6283 | 2004.3736 | 9322.3729 | 69351.1503 | 5468.0098 | 91969.3172 | 13804.6221 | 19376.9739 | 48501.9999 | 147573.0959 | 29435.3669
Total opex series - constant $2024 |  | 0 | 0 | 0 | 0 | 0 | 0 | 0 | 0 | 0 | 0 | 0 | 0 | 0 | 0 | 0 | 0 | 0 | 0 | 0 | 0 | 0 | 0 | 0 | 0 | 0 | 0 | 0 | 0 | 0 | 0 | 0 | 0 | 0
Total opex series - constant $2024, 2023 | 0 | 0 | 0 | 0 | 0 | 0 | 0 | 0 | 0 | 0 | 0 | 0 | 0 | 0 | 0 | 0 | 0 | 0 | 0 | 0 | 0 | 0 | 0 | 0 | 0 | 0 | 0 | 0 | 0 | 0 | 0 | 0 | 0 | 0
Total opex series - constant $2024, 2024 | 29093.1671 | 29093.1671 | 49055.6924 | 16962 | 6174 | 14799 | 12188.5442 | 2239.9856 | 14865 | 78185 | 9771.409 | 121011 | 17392.8579 | 23354 | 51142.7431 | 166961.7899 | 38410.6148 | 29093.1671 | 29093.1671 | 49055.6924 | 16962 | 6174 | 14799 | 12188.5442 | 2239.9856 | 14865 | 78185 | 9771.409 | 121011 | 17392.8579 | 23354 | 51142.7431 | 166961.7899 | 38410.6148
Total opex series - constant $2024, 2025 | 29407.4091 | 29407.4091 | 49531.2132 | 16845.7646 | 6224.095 | 14880.1353 | 12299.336 | 2257.4892 | 15060.5627 | 79462.3878 | 9921.7835 | 122560.9775 | 17492.757 | 23440.949 | 51671.1938 | 169480.4873 | 38810.0299 | 29407.4091 | 29407.4091 | 49531.2132 | 16845.7646 | 6224.095 | 14880.1353 | 12299.336 | 2257.4892 | 15060.5627 | 79462.3878 | 9921.7835 | 122560.9775 | 17492.757 | 23440.949 | 51671.1938 | 169480.4873 | 38810.0299
Total opex series - constant $2024, 2026 | 31279.8914 | 31279.8914 | 44966.3343 | 17548.7713 | 6579.6182 | 15766.2436 | 13216.4045 | 2327.6634 | 15755.5237 | 84467.919 | 10555.3075 | 126860.7989 | 17715.8573 | 24552.4592 | 54016.1859 | 177901.6056 | 41247.8575 | 31279.8914 | 31279.8914 | 44966.3343 | 17548.7713 | 6579.6182 | 15766.2436 | 13216.4045 | 2327.6634 | 15755.5237 | 84467.919 | 10555.3075 | 126860.7989 | 17715.8573 | 24552.4592 | 54016.1859 | 177901.6056 | 41247.8575
Total opex series - constant $2024, 2027 | 31584.1531 | 31584.1531 | 51503.4049 | 17441.2505 | 6650.4875 | 15825.8955 | 12900.8226 | 2345.1517 | 15938.1493 | 85865.5213 | 10761.5028 | 128205.8298 | 17818.3748 | 24639.751 | 55659.5114 | 180502.2764 | 41640.8428 | 31584.1531 | 31584.1531 | 51503.4049 | 17441.2505 | 6650.4875 | 15825.8955 | 12900.8226 | 2345.1517 | 15938.1493 | 85865.5213 | 10761.5028 | 128205.8298 | 17818.3748 | 24639.751 | 55659.5114 | 180502.2764 | 41640.8428
Total opex series - constant $2024, 2028 | 31891.622 | 31891.622 | 51991.6875 | 17335.8487 | 6700.6406 | 15885.4203 | 13012.4206 | 2362.4524 | 16122.5236 | 87341.619 | 10917.097 | 130891.2996 | 17920.9117 | 24727.6379 | 55591.7152 | 183140.2208 | 42038.3269 | 31891.622 | 31891.622 | 51991.6875 | 17335.8487 | 6700.6406 | 15885.4203 | 13012.4206 | 2362.4524 | 16122.5236 | 87341.619 | 10917.097 | 130891.2996 | 17920.9117 | 24727.6379 | 55591.7152 | 183140.2208 | 42038.3269
Total opex series - constant $2024, 2029 | 32202.3687 | 32202.3687 | 52484.0004 | 17232.5517 | 6751.3055 | 15944.8813 | 13125.212 | 2379.599 | 16308.7379 | 89553.4881 | 11075.1181 | 132578.4765 | 18023.5262 | 24816.1246 | 56681.1764 | 185815.0179 | 42440.3651 | 32202.3687 | 32202.3687 | 52484.0004 | 17232.5517 | 6751.3055 | 15944.8813 | 13125.212 | 2379.599 | 16308.7379 | 89553.4881 | 11075.1181 | 132578.4765 | 18023.5262 | 24816.1246 | 56681.1764 | 185815.0179 | 42440.3651
Total opex series - constant $2024, 2030 | 32516.4483 | 32516.4483 | 52980.4184 | 17131.3458 | 6802.4878 | 16004.3086 | 13293.2103 | 2396.6065 | 16496.8501 | 90856.0005 | 11235.6047 | 134960.6323 | 18126.2454 | 24905.216 | 57871.3055 | 188530.2564 | 42847.0132 | 32516.4483 | 32516.4483 | 52980.4184 | 17131.3458 | 6802.4878 | 16004.3086 | 13293.2103 | 2396.6065 | 16496.8501 | 90856.0005 | 11235.6047 | 134960.6323 | 18126.2454 | 24905.216 | 57871.3055 | 188530.2564 | 42847.0132
Network opex series - constant $2024 |  | 0 | 0 | 0 | 0 | 0 | 0 | 0 | 0 | 0 | 0 | 0 | 0 | 0 | 0 | 0 | 0 | 0 | 0 | 0 | 0 | 0 | 0 | 0 | 0 | 0 | 0 | 0 | 0 | 0 | 0 | 0 | 0 | 0
Network opex series - constant $2024, 2023 | 0 | 0 | 0 | 0 | 0 | 0 | 0 | 0 | 0 | 0 | 0 | 0 | 0 | 0 | 0 | 0 | 0 | 0 | 0 | 0 | 0 | 0 | 0 | 0 | 0 | 0 | 0 | 0 | 0 | 0 | 0 | 0 | 0 | 0
Network opex series - constant $2024, 2024 | 5910.4651 | 5910.4651 | 20760.999 | 3415 | 2298 | 7486 | 4108.191 | 669.9856 | 7951 | 28786 | 6000.748 | 52857 | 6133.9152 | 7863 | 15707.801 | 57469.8092 | 16898.1093 | 5910.4651 | 5910.4651 | 20760.999 | 3415 | 2298 | 7486 | 4108.191 | 669.9856 | 7951 | 28786 | 6000.748 | 52857 | 6133.9152 | 7863 | 15707.801 | 57469.8092 | 16898.1093
Network opex series - constant $2024, 2025 | 5938.6831 | 5938.6831 | 20962.6492 | 3453.442 | 2304.274 | 7492.9767 | 4123.3296 | 670.9462 | 8038.9029 | 29192.8813 | 6087.6016 | 53368.4993 | 6157.1109 | 7929.3016 | 15793.7097 | 58174.9712 | 17009.1743 | 5938.6831 | 5938.6831 | 20962.6492 | 3453.442 | 2304.274 | 7492.9767 | 4123.3296 | 670.9462 | 8038.9029 | 29192.8813 | 6087.6016 | 53368.4993 | 6157.1109 | 7929.3016 | 15793.7097 | 58174.9712 | 17009.1743
Network opex series - constant $2024, 2026 | 5967.0358 | 5967.0358 | 17512.4448 | 3492.3167 | 2310.5652 | 7499.96 | 4138.5241 | 671.9081 | 8127.7776 | 29605.5138 | 6175.7124 | 53884.9484 | 6180.3944 | 7996.1623 | 15880.0883 | 58888.7857 | 17120.9692 | 5967.0358 | 5967.0358 | 17512.4448 | 3492.3167 | 2310.5652 | 7499.96 | 4138.5241 | 671.9081 | 8127.7776 | 29605.5138 | 6175.7124 | 53884.9484 | 6180.3944 | 7996.1623 | 15880.0883 | 58888.7857 | 17120.9692
Network opex series - constant $2024, 2027 | 5995.5239 | 5995.5239 | 21371.8446 | 3531.6291 | 2316.8735 | 7506.9497 | 4153.7745 | 672.8715 | 8217.6349 | 30023.9787 | 6265.0984 | 54406.3952 | 6203.7659 | 8063.5868 | 15966.9393 | 59611.3588 | 17233.499 | 5995.5239 | 5995.5239 | 21371.8446 | 3531.6291 | 2316.8735 | 7506.9497 | 4153.7745 | 672.8715 | 8217.6349 | 30023.9787 | 6265.0984 | 54406.3952 | 6203.7659 | 8063.5868 | 15966.9393 | 59611.3588 | 17233.499
Network opex series - constant $2024, 2028 | 6024.1479 | 6024.1479 | 21579.4279 | 3571.3839 | 2323.199 | 7513.946 | 4169.0811 | 673.8362 | 8308.4856 | 30448.3585 | 6355.7783 | 54932.8881 | 6227.2258 | 8131.5797 | 16054.2652 | 60342.798 | 17346.7684 | 6024.1479 | 6024.1479 | 21579.4279 | 3571.3839 | 2323.199 | 7513.946 | 4169.0811 | 673.8362 | 8308.4856 | 30448.3585 | 6355.7783 | 54932.8881 | 6227.2258 | 8131.5797 | 16054.2652 | 60342.798 | 17346.7684
Network opex series - constant $2024, 2029 | 6052.9086 | 6052.9086 | 21789.0275 | 3611.5863 | 2329.5419 | 7520.9488 | 4184.4441 | 674.8022 | 8400.3407 | 30878.7367 | 6447.7705 | 55464.4758 | 6250.7744 | 8200.146 | 16142.0688 | 61083.212 | 17460.7823 | 6052.9086 | 6052.9086 | 21789.0275 | 3611.5863 | 2329.5419 | 7520.9488 | 4184.4441 | 674.8022 | 8400.3407 | 30878.7367 | 6447.7705 | 55464.4758 | 6250.7744 | 8200.146 | 16142.0688 | 61083.212 | 17460.7823
Network opex series - constant $2024, 2030 | 6081.8067 | 6081.8067 | 22000.663 | 3652.2412 | 2335.902 | 7527.9581 | 4199.8637 | 675.7697 | 8493.2113 | 31315.1982 | 6541.0943 | 56001.2078 | 6274.4121 | 8269.2905 | 16230.3526 | 61832.711 | 17575.5455 | 6081.8067 | 6081.8067 | 22000.663 | 3652.2412 | 2335.902 | 7527.9581 | 4199.8637 | 675.7697 | 8493.2113 | 31315.1982 | 6541.0943 | 56001.2078 | 6274.4121 | 8269.2905 | 16230.3526 | 61832.711 | 17575.5455
Non-network opex series - constant $2024 |  | 0 | 0 | 0 | 0 | 0 | 0 | 0 | 0 | 0 | 0 | 0 | 0 | 0 | 0 | 0 | 0 | 0 | 0 | 0 | 0 | 0 | 0 | 0 | 0 | 0 | 0 | 0 | 0 | 0 | 0 | 0 | 0 | 0
Non-network opex series - constant $2024, 2023 | 0 | 0 | 0 | 0 | 0 | 0 | 0 | 0 | 0 | 0 | 0 | 0 | 0 | 0 | 0 | 0 | 0 | 0 | 0 | 0 | 0 | 0 | 0 | 0 | 0 | 0 | 0 | 0 | 0 | 0 | 0 | 0 | 0 | 0
Non-network opex series - constant $2024, 2024 | 23182.702 | 23182.702 | 28294.6934 | 13547 | 3876 | 7313 | 8080.3532 | 1570 | 6914 | 49399 | 3770.661 | 68154 | 11258.9428 | 15491 | 35434.942 | 109491.9807 | 21512.5056 | 23182.702 | 23182.702 | 28294.6934 | 13547 | 3876 | 7313 | 8080.3532 | 1570 | 6914 | 49399 | 3770.661 | 68154 | 11258.9428 | 15491 | 35434.942 | 109491.9807 | 21512.5056
Non-network opex series - constant $2024, 2025 | 23468.726 | 23468.726 | 28568.5639 | 13392.3226 | 3919.8209 | 7387.1586 | 8176.0064 | 1586.543 | 7021.6599 | 50269.5065 | 3834.1819 | 69192.4782 | 11335.6461 | 15511.6474 | 35877.484 | 111305.5161 | 21800.8556 | 23468.726 | 23468.726 | 28568.5639 | 13392.3226 | 3919.8209 | 7387.1586 | 8176.0064 | 1586.543 | 7021.6599 | 50269.5065 | 3834.1819 | 69192.4782 | 11335.6461 | 15511.6474 | 35877.484 | 111305.5161 | 21800.8556
Non-network opex series - constant $2024, 2026 | 25312.8556 | 25312.8556 | 27453.8895 | 14056.4546 | 4269.0531 | 8266.2836 | 9077.8804 | 1655.7552 | 7627.7461 | 54862.4052 | 4379.5951 | 72975.8505 | 11535.4629 | 16556.2969 | 38136.0976 | 119012.8199 | 24126.8882 | 25312.8556 | 25312.8556 | 27453.8895 | 14056.4546 | 4269.0531 | 8266.2836 | 9077.8804 | 1655.7552 | 7627.7461 | 54862.4052 | 4379.5951 | 72975.8505 | 11535.4629 | 16556.2969 | 38136.0976 | 119012.8199 | 24126.8882
Non-network opex series - constant $2024, 2027 | 25588.6292 | 25588.6292 | 30131.5603 | 13909.6214 | 4333.614 | 8318.9458 | 8747.0481 | 1672.2802 | 7720.5144 | 55841.5426 | 4496.4044 | 73799.4346 | 11614.6089 | 16576.1643 | 39692.5721 | 120890.9176 | 24407.3438 | 25588.6292 | 25588.6292 | 30131.5603 | 13909.6214 | 4333.614 | 8318.9458 | 8747.0481 | 1672.2802 | 7720.5144 | 55841.5426 | 4496.4044 | 73799.4346 | 11614.6089 | 16576.1643 | 39692.5721 | 120890.9176 | 24407.3438
Non-network opex series - constant $2024, 2028 | 25867.474 | 25867.474 | 30412.2596 | 13764.4647 | 4377.4416 | 8371.4743 | 8843.3395 | 1688.6163 | 7814.0381 | 56893.2605 | 4561.3188 | 75958.4115 | 11693.6859 | 16596.0581 | 39537.45 | 122797.4228 | 24691.5585 | 25867.474 | 25867.474 | 30412.2596 | 13764.4647 | 4377.4416 | 8371.4743 | 8843.3395 | 1688.6163 | 7814.0381 | 56893.2605 | 4561.3188 | 75958.4115 | 11693.6859 | 16596.0581 | 39537.45 | 122797.4228 | 24691.5585
Non-network opex series - constant $2024, 2029 | 26149.4601 | 26149.4601 | 30694.9729 | 13620.9654 | 4421.7637 | 8423.9326 | 8940.7679 | 1704.7968 | 7908.3972 | 58674.7513 | 4627.3476 | 77114.0007 | 11772.7518 | 16615.9785 | 40539.1076 | 124731.8059 | 24979.5828 | 26149.4601 | 26149.4601 | 30694.9729 | 13620.9654 | 4421.7637 | 8423.9326 | 8940.7679 | 1704.7968 | 7908.3972 | 58674.7513 | 4627.3476 | 77114.0007 | 11772.7518 | 16615.9785 | 40539.1076 | 124731.8059 | 24979.5828
Non-network opex series - constant $2024, 2030 | 26434.6416 | 26434.6416 | 30979.7555 | 13479.1046 | 4466.5858 | 8476.3505 | 9093.3466 | 1720.8368 | 8003.6388 | 59540.8022 | 4694.5103 | 78959.4246 | 11851.8334 | 16635.9255 | 41640.9529 | 126697.5454 | 25271.4677 | 26434.6416 | 26434.6416 | 30979.7555 | 13479.1046 | 4466.5858 | 8476.3505 | 9093.3466 | 1720.8368 | 8003.6388 | 59540.8022 | 4694.5103 | 78959.4246 | 11851.8334 | 16635.9255 | 41640.9529 | 126697.5454 | 25271.4677
Total trend in opex before step factors (nominal) |  | 0 | 0 | 0 | 0 | 0 | 0 | 0 | 0 | 0 | 0 | 0 | 0 | 0 | 0 | 0 | 0 | 0 | 0 | 0 | 0 | 0 | 0 | 0 | 0 | 0 | 0 | 0 | 0 | 0 | 0 | 0 | 0 | 0
Total trend in opex before step factors (nominal) 2023 | 0 | 0 | 0 | 0 | 0 | 0 | 0 | 0 | 0 | 0 | 0 | 0 | 0 | 0 | 0 | 0 | 0 | 0 | 0 | 0 | 0 | 0 | 0 | 0 | 0 | 0 | 0 | 0 | 0 | 0 | 0 | 0 | 0 | 0
Total trend in opex before step factors (nominal) 2024 | 29093.1671 | 29093.1671 | 49055.6924 | 16962 | 6174 | 14799 | 12188.5442 | 2239.9856 | 14865 | 78185 | 9771.409 | 121011 | 17392.8579 | 23354 | 51142.7431 | 166961.7899 | 38410.6148 | 29093.1671 | 29093.1671 | 49055.6924 | 16962 | 6174 | 14799 | 12188.5442 | 2239.9856 | 14865 | 78185 | 9771.409 | 121011 | 17392.8579 | 23354 | 51142.7431 | 166961.7899 | 38410.6148
Total trend in opex before step factors (nominal) 2025 | 30357.946 | 30357.946 | 51132.2125 | 17390.2709 | 6425.2766 | 15361.1065 | 12696.8879 | 2330.4582 | 15547.3659 | 82030.8537 | 10242.4857 | 126522.5208 | 18058.1761 | 24198.6317 | 53341.3638 | 174958.6118 | 40064.488 | 30357.946 | 30357.946 | 51132.2125 | 17390.2709 | 6425.2766 | 15361.1065 | 12696.8879 | 2330.4582 | 15547.3659 | 82030.8537 | 10242.4857 | 126522.5208 | 18058.1761 | 24198.6317 | 53341.3638 | 174958.6118 | 40064.488
Total trend in opex before step factors (nominal) 2026 | 31464.2849 | 31464.2849 | 47596.9243 | 17710.5562 | 6641.7809 | 15837.3276 | 13137.3942 | 2408.2689 | 16151.4321 | 85485.4842 | 10663.8559 | 131393.5984 | 18622.4956 | 24904.932 | 55259.7401 | 182102.318 | 41508.113 | 31464.2849 | 31464.2849 | 47596.9243 | 17710.5562 | 6641.7809 | 15837.3276 | 13137.3942 | 2408.2689 | 16151.4321 | 85485.4842 | 10663.8559 | 131393.5984 | 18622.4956 | 24904.932 | 55259.7401 | 182102.318 | 41508.113
Total trend in opex before step factors (nominal) 2027 | 32544.2288 | 32544.2288 | 54693.0298 | 18001.2083 | 6851.5889 | 16295.1035 | 13565.4503 | 2483.6064 | 16744.5746 | 88902.7973 | 11079.7625 | 136172.8453 | 19165.0296 | 25579.467 | 57130.0662 | 189149.0186 | 42915.8766 | 32544.2288 | 32544.2288 | 54693.0298 | 18001.2083 | 6851.5889 | 16295.1035 | 13565.4503 | 2483.6064 | 16744.5746 | 88902.7973 | 11079.7625 | 136172.8453 | 19165.0296 | 25579.467 | 57130.0662 | 189149.0186 | 42915.8766
Total trend in opex before step factors (nominal) 2028 | 33664.5776 | 33664.5776 | 56512.3289 | 18299.8552 | 7068.7811 | 16767.975 | 14008.9202 | 2561.5751 | 17361.1509 | 92465.3098 | 11512.9432 | 141139.7025 | 19725.189 | 26274.9357 | 59069.6257 | 196486.9108 | 44375.8857 | 33664.5776 | 33664.5776 | 56512.3289 | 18299.8552 | 7068.7811 | 16767.975 | 14008.9202 | 2561.5751 | 17361.1509 | 92465.3098 | 11512.9432 | 141139.7025 | 19725.189 | 26274.9357 | 59069.6257 | 196486.9108 | 44375.8857
Total trend in opex before step factors (nominal) 2029 | 34878.2656 | 34878.2656 | 58483.4614 | 18634.1743 | 7304.3857 | 17281.9148 | 14489.7214 | 2646.1679 | 18028.6703 | 96321.2387 | 11981.7837 | 146517.5803 | 20333.5118 | 27031.8244 | 61171.1685 | 204429.4898 | 45957.8391 | 34878.2656 | 34878.2656 | 58483.4614 | 18634.1743 | 7304.3857 | 17281.9148 | 14489.7214 | 2646.1679 | 18028.6703 | 96321.2387 | 11981.7837 | 146517.5803 | 20333.5118 | 27031.8244 | 61171.1685 | 204429.4898 | 45957.8391
Total trend in opex before step factors (nominal) 2030 | 36147.9153 | 36147.9153 | 60543.2502 | 18982.5171 | 7550.4518 | 17817.838 | 14992.169 | 2734.4994 | 18728.1046 | 100371.2361 | 12473.8337 | 152151.5172 | 20967.5316 | 27819.9759 | 63368.9551 | 212763.9319 | 47612.3742 | 36147.9153 | 36147.9153 | 60543.2502 | 18982.5171 | 7550.4518 | 17817.838 | 14992.169 | 2734.4994 | 18728.1046 | 100371.2361 | 12473.8337 | 152151.5172 | 20967.5316 | 27819.9759 | 63368.9551 | 212763.9319 | 47612.3742
Trend in network opex before step factors (nominal) |  | 0 | 0 | 0 | 0 | 0 | 0 | 0 | 0 | 0 | 0 | 0 | 0 | 0 | 0 | 0 | 0 | 0 | 0 | 0 | 0 | 0 | 0 | 0 | 0 | 0 | 0 | 0 | 0 | 0 | 0 | 0 | 0 | 0
Trend in network opex before step factors (nominal) 2023 | 0 | 0 | 0 | 0 | 0 | 0 | 0 | 0 | 0 | 0 | 0 | 0 | 0 | 0 | 0 | 0 | 0 | 0 | 0 | 0 | 0 | 0 | 0 | 0 | 0 | 0 | 0 | 0 | 0 | 0 | 0 | 0 | 0 | 0
Trend in network opex before step factors (nominal) 2024 | 5910.4651 | 5910.4651 | 20760.999 | 3415 | 2298 | 7486 | 4108.191 | 669.9856 | 7951 | 28786 | 6000.748 | 52857 | 6133.9152 | 7863 | 15707.801 | 57469.8092 | 16898.1093 | 5910.4651 | 5910.4651 | 20760.999 | 3415 | 2298 | 7486 | 4108.191 | 669.9856 | 7951 | 28786 | 6000.748 | 52857 | 6133.9152 | 7863 | 15707.801 | 57469.8092 | 16898.1093
Trend in network opex before step factors (nominal) 2025 | 6130.6394 | 6130.6394 | 21640.2258 | 3565.0677 | 2378.7552 | 7735.1725 | 4256.6082 | 692.6332 | 8298.7447 | 30136.484 | 6284.3714 | 55093.5314 | 6356.1274 | 8185.6007 | 16304.2105 | 60055.3631 | 17558.9625 | 6130.6394 | 6130.6394 | 21640.2258 | 3565.0677 | 2378.7552 | 7735.1725 | 4256.6082 | 692.6332 | 8298.7447 | 30136.484 | 6284.3714 | 55093.5314 | 6356.1274 | 8185.6007 | 16304.2105 | 60055.3631 | 17558.9625
Trend in network opex before step factors (nominal) 2026 | 6316.1153 | 6316.1153 | 18536.946 | 3696.6219 | 2445.7363 | 7938.7175 | 4380.6332 | 711.2156 | 8603.2633 | 31337.4755 | 6536.9997 | 57037.289 | 6541.9556 | 8463.9484 | 16809.0944 | 62333.8575 | 18122.5685 | 6316.1153 | 6316.1153 | 18536.946 | 3696.6219 | 2445.7363 | 7938.7175 | 4380.6332 | 711.2156 | 8603.2633 | 31337.4755 | 6536.9997 | 57037.289 | 6541.9556 | 8463.9484 | 16809.0944 | 62333.8575 | 18122.5685
Trend in network opex before step factors (nominal) 2027 | 6493.8319 | 6493.8319 | 23148.13 | 3825.1546 | 2509.4366 | 8130.8774 | 4499.0086 | 728.796 | 8900.63 | 32519.3719 | 6785.8117 | 58928.2926 | 6719.3816 | 8733.7784 | 17294.005 | 64565.8581 | 18665.8327 | 6493.8319 | 6493.8319 | 23148.13 | 3825.1546 | 2509.4366 | 8130.8774 | 4499.0086 | 728.796 | 8900.63 | 32519.3719 | 6785.8117 | 58928.2926 | 6719.3816 | 8733.7784 | 17294.005 | 64565.8581 | 18665.8327
Trend in network opex before step factors (nominal) 2028 | 6677.151 | 6677.151 | 23918.5859 | 3958.5133 | 2575.0282 | 8328.4396 | 4620.9994 | 746.8784 | 9209.1054 | 33748.8871 | 7044.7293 | 60887.4807 | 6902.242 | 9013.0234 | 17794.5089 | 66883.8118 | 19227.1163 | 6677.151 | 6677.151 | 23918.5859 | 3958.5133 | 2575.0282 | 8328.4396 | 4620.9994 | 746.8784 | 9209.1054 | 33748.8871 | 7044.7293 | 60887.4807 | 6902.242 | 9013.0234 | 17794.5089 | 66883.8118 | 19227.1163
Trend in network opex before step factors (nominal) 2029 | 6876.3821 | 6876.3821 | 24753.3355 | 4102.9278 | 2646.4665 | 8544.1431 | 4753.7206 | 766.6063 | 9543.1726 | 35079.6624 | 7324.9633 | 63010.1906 | 7101.1667 | 9315.7423 | 18338.1312 | 69393.3329 | 19836.2502 | 6876.3821 | 6876.3821 | 24753.3355 | 4102.9278 | 2646.4665 | 8544.1431 | 4753.7206 | 766.6063 | 9543.1726 | 35079.6624 | 7324.9633 | 63010.1906 | 7101.1667 | 9315.7423 | 18338.1312 | 69393.3329 | 19836.2502
Trend in network opex before step factors (nominal) 2030 | 7083.8866 | 7083.8866 | 25625.642 | 4254.0094 | 2720.7811 | 8768.3158 | 4891.8619 | 787.1141 | 9892.6106 | 36474.9036 | 7618.8496 | 65228.3482 | 7308.2269 | 9631.7951 | 18904.5761 | 72020.6896 | 20471.4121 | 7083.8866 | 7083.8866 | 25625.642 | 4254.0094 | 2720.7811 | 8768.3158 | 4891.8619 | 787.1141 | 9892.6106 | 36474.9036 | 7618.8496 | 65228.3482 | 7308.2269 | 9631.7951 | 18904.5761 | 72020.6896 | 20471.4121
Trend in non-network opex before step factors (nominal) |  | 0 | 0 | 0 | 0 | 0 | 0 | 0 | 0 | 0 | 0 | 0 | 0 | 0 | 0 | 0 | 0 | 0 | 0 | 0 | 0 | 0 | 0 | 0 | 0 | 0 | 0 | 0 | 0 | 0 | 0 | 0 | 0 | 0
Trend in non-network opex before step factors (nominal) 2023 | 0 | 0 | 0 | 0 | 0 | 0 | 0 | 0 | 0 | 0 | 0 | 0 | 0 | 0 | 0 | 0 | 0 | 0 | 0 | 0 | 0 | 0 | 0 | 0 | 0 | 0 | 0 | 0 | 0 | 0 | 0 | 0 | 0 | 0
Trend in non-network opex before step factors (nominal) 2024 | 23182.702 | 23182.702 | 28294.6934 | 13547 | 3876 | 7313 | 8080.3532 | 1570 | 6914 | 49399 | 3770.661 | 68154 | 11258.9428 | 15491 | 35434.942 | 109491.9807 | 21512.5056 | 23182.702 | 23182.702 | 28294.6934 | 13547 | 3876 | 7313 | 8080.3532 | 1570 | 6914 | 49399 | 3770.661 | 68154 | 11258.9428 | 15491 | 35434.942 | 109491.9807 | 21512.5056
Trend in non-network opex before step factors (nominal) 2025 | 24227.3066 | 24227.3066 | 29491.9868 | 13825.2032 | 4046.5215 | 7625.934 | 8440.2797 | 1637.8249 | 7248.6212 | 51894.3698 | 3958.1143 | 71428.9894 | 11702.0486 | 16013.031 | 37037.1533 | 114903.2487 | 22505.5255 | 24227.3066 | 24227.3066 | 29491.9868 | 13825.2032 | 4046.5215 | 7625.934 | 8440.2797 | 1637.8249 | 7248.6212 | 51894.3698 | 3958.1143 | 71428.9894 | 11702.0486 | 16013.031 | 37037.1533 | 114903.2487 | 22505.5255
Trend in non-network opex before step factors (nominal) 2026 | 25148.1696 | 25148.1696 | 29059.9783 | 14013.9343 | 4196.0446 | 7898.6101 | 8756.7611 | 1697.0533 | 7548.1688 | 54148.0088 | 4126.8562 | 74356.3093 | 12080.54 | 16440.9837 | 38450.6457 | 119768.4605 | 23385.5444 | 25148.1696 | 25148.1696 | 29059.9783 | 14013.9343 | 4196.0446 | 7898.6101 | 8756.7611 | 1697.0533 | 7548.1688 | 54148.0088 | 4126.8562 | 74356.3093 | 12080.54 | 16440.9837 | 38450.6457 | 119768.4605 | 23385.5444
Trend in non-network opex before step factors (nominal) 2027 | 26050.3969 | 26050.3969 | 31544.8998 | 14176.0537 | 4342.1523 | 8164.2261 | 9066.4418 | 1754.8103 | 7843.9446 | 56383.4254 | 4293.9508 | 77244.5527 | 12445.648 | 16845.6886 | 39836.0612 | 124583.1605 | 24250.0439 | 26050.3969 | 26050.3969 | 31544.8998 | 14176.0537 | 4342.1523 | 8164.2261 | 9066.4418 | 1754.8103 | 7843.9446 | 56383.4254 | 4293.9508 | 77244.5527 | 12445.648 | 16845.6886 | 39836.0612 | 124583.1605 | 24250.0439
Trend in non-network opex before step factors (nominal) 2028 | 26987.4266 | 26987.4266 | 32593.743 | 14341.3419 | 4493.7529 | 8439.5354 | 9387.9208 | 1814.6967 | 8152.0456 | 58716.4226 | 4468.2139 | 80252.2218 | 12822.947 | 17261.9123 | 41275.1168 | 129603.099 | 25148.7694 | 26987.4266 | 26987.4266 | 32593.743 | 14341.3419 | 4493.7529 | 8439.5354 | 9387.9208 | 1814.6967 | 8152.0456 | 58716.4226 | 4468.2139 | 80252.2218 | 12822.947 | 17261.9123 | 41275.1168 | 129603.099 | 25148.7694
Trend in non-network opex before step factors (nominal) 2029 | 28001.8835 | 28001.8835 | 33730.1259 | 14531.2464 | 4657.9192 | 8737.7717 | 9736.0008 | 1879.5616 | 8485.4977 | 61241.5763 | 4656.8203 | 83507.3897 | 13232.3452 | 17716.0821 | 42833.0373 | 135036.1569 | 26121.5889 | 28001.8835 | 28001.8835 | 33730.1259 | 14531.2464 | 4657.9192 | 8737.7717 | 9736.0008 | 1879.5616 | 8485.4977 | 61241.5763 | 4656.8203 | 83507.3897 | 13232.3452 | 17716.0821 | 42833.0373 | 135036.1569 | 26121.5889
Trend in non-network opex before step factors (nominal) 2030 | 29064.0287 | 29064.0287 | 34917.6081 | 14728.5077 | 4829.6707 | 9049.5222 | 10100.3072 | 1947.3853 | 8835.494 | 63896.3325 | 4854.9841 | 86923.169 | 13659.3047 | 18188.1807 | 44464.379 | 140743.2423 | 27140.9621 | 29064.0287 | 29064.0287 | 34917.6081 | 14728.5077 | 4829.6707 | 9049.5222 | 10100.3072 | 1947.3853 | 8835.494 | 63896.3325 | 4854.9841 | 86923.169 | 13659.3047 | 18188.1807 | 44464.379 | 140743.2423 | 27140.9621
Initial level of total opex |  | 0 | 0 | 0 | 0 | 0 | 0 | 0 | 0 | 0 | 0 | 0 | 0 | 0 | 0 | 0 | 0 | 0 | 0 | 0 | 0 | 0 | 0 | 0 | 0 | 0 | 0 | 0 | 0 | 0 | 0 | 0 | 0 | 0
2024 Total opex series before base adjustments - nominal | 29093.1671 | 29093.1671 | 49055.6924 | 16962 | 6174 | 14799 | 12188.5442 | 2239.9856 | 14865 | 78185 | 9771.409 | 121011 | 17392.8579 | 23354 | 51142.7431 | 166961.7899 | 38410.6148 | 29093.1671 | 29093.1671 | 49055.6924 | 16962 | 6174 | 14799 | 12188.5442 | 2239.9856 | 14865 | 78185 | 9771.409 | 121011 | 17392.8579 | 23354 | 51142.7431 | 166961.7899 | 38410.6148
Total initial level of opex after base adjustments - constant $2024, 2024 | 29093.1671 | 29093.1671 | 49055.6924 | 16962 | 6174 | 14799 | 12188.5442 | 2239.9856 | 14865 | 78185 | 9771.409 | 121011 | 17392.8579 | 23354 | 51142.7431 | 166961.7899 | 38410.6148 | 29093.1671 | 29093.1671 | 49055.6924 | 16962 | 6174 | 14799 | 12188.5442 | 2239.9856 | 14865 | 78185 | 9771.409 | 121011 | 17392.8579 | 23354 | 51142.7431 | 166961.7899 | 38410.6148
|  | 0 | 0 | 0 | 0 | 0 | 0 | 0 | 0 | 0 | 0 | 0 | 0 | 0 | 0 | 0 | 0 | 0 | 0 | 0 | 0 | 0 | 0 | 0 | 0 | 0 | 0 | 0 | 0 | 0 | 0 | 0 | 0 | 0
Trend factors |  | 0 | 0 | 0 | 0 | 0 | 0 | 0 | 0 | 0 | 0 | 0 | 0 | 0 | 0 | 0 | 0 | 0 | 0 | 0 | 0 | 0 | 0 | 0 | 0 | 0 | 0 | 0 | 0 | 0 | 0 | 0 | 0 | 0
Scale growth |  | 0 | 0 | 0 | 0 | 0 | 0 | 0 | 0 | 0 | 0 | 0 | 0 | 0 | 0 | 0 | 0 | 0 | 0 | 0 | 0 | 0 | 0 | 0 | 0 | 0 | 0 | 0 | 0 | 0 | 0 | 0 | 0 | 0
Network scale growth 2024-2030 | 0.4774% | 0.4774% | 0.9713% | 1.126% | 0.273% | 0.0932% | 0.3685% | 0.1434% | 1.106% | 1.413% | 1.447% | 0.9677% | 0.3782% | 0.8432% | 0.5469% | 1.227% | 0.6573% | 0.0047742 | 0.0047742 | 0.0097129 | 0.011257 | 0.0027302 | 0.00093197 | 0.003685 | 0.0014337 | 0.011056 | 0.014135 | 0.014474 | 0.009677 | 0.0037816 | 0.0084321 | 0.0054692 | 0.01227 | 0.0065726
Non-network scale growth 2024-2030 | 1.234% | 1.234% | 0.9679% | -1.142% | 1.131% | 1.014% | 1.184% | 1.054% | 1.557% | 1.762% | 1.685% | 1.524% | 0.6813% | 0.1333% | 1.249% | 1.656% | 1.34% | 0.012338 | 0.012338 | 0.0096792 | -0.011418 | 0.011306 | 0.010141 | 0.011838 | 0.010537 | 0.015571 | 0.017622 | 0.016846 | 0.015237 | 0.0068127 | 0.0013329 | 0.012489 | 0.016563 | 0.013404
Base adjustments & Step factors |  | 0 | 0 | 0 | 0 | 0 | 0 | 0 | 0 | 0 | 0 | 0 | 0 | 0 | 0 | 0 | 0 | 0 | 0 | 0 | 0 | 0 | 0 | 0 | 0 | 0 | 0 | 0 | 0 | 0 | 0 | 0 | 0 | 0
Total opex base adjustments - constant $2024 2023 | 0 | 0 | 0 | 0 | 0 | 0 | 0 | 0 | 0 | 0 | 0 | 0 | 0 | 0 | 0 | 0 | 0 | 0 | 0 | 0 | 0 | 0 | 0 | 0 | 0 | 0 | 0 | 0 | 0 | 0 | 0 | 0 | 0 | 0
Total opex base adjustments - constant $2024 2024 | 0 | 0 | -3454.3458 | 0 | 0 | 0 | 0 | 0 | 0 | 0 | 0 | 0 | 0 | 0 | 0 | 0 | 0 | 0 | 0 | -3454.3458 | 0 | 0 | 0 | 0 | 0 | 0 | 0 | 0 | 0 | 0 | 0 | 0 | 0 | 0
Total step factors - constant $2024 2023 | 0 | 0 | 0 | 0 | 0 | 0 | 0 | 0 | 0 | 0 | 0 | 0 | 0 | 0 | 0 | 0 | 0 | 0 | 0 | 0 | 0 | 0 | 0 | 0 | 0 | 0 | 0 | 0 | 0 | 0 | 0 | 0 | 0 | 0
Total step factors - constant $2024 2024 | 0 | 0 | 0 | 0 | 0 | 0 | 0 | 0 | 0 | 0 | 0 | 0 | 0 | 0 | 0 | 0 | 0 | 0 | 0 | 0 | 0 | 0 | 0 | 0 | 0 | 0 | 0 | 0 | 0 | 0 | 0 | 0 | 0 | 0
Total step factors - constant $2024 2025 | 0 | 0 | 0 | 0 | 0 | 0 | 0 | 0 | 0 | 0 | 0 | 0 | 0 | 0 | 0 | 0 | 0 | 0 | 0 | 0 | 0 | 0 | 0 | 0 | 0 | 0 | 0 | 0 | 0 | 0 | 0 | 0 | 0 | 0
Total step factors - constant $2024 2026 | 1554.5767 | 1554.5767 | 0 | 817.0433 | 304.9157 | 804.2144 | 805.0886 | 52.4948 | 496.7499 | 3707.0522 | 480.8223 | 2729.0706 | 122.591 | 1023.9746 | 1810.5447 | 5863.7305 | 2033.8176 | 1554.5767 | 1554.5767 | 0 | 817.0433 | 304.9157 | 804.2144 | 805.0886 | 52.4948 | 496.7499 | 3707.0522 | 480.8223 | 2729.0706 | 122.591 | 1023.9746 | 1810.5447 | 5863.7305 | 2033.8176
Total step factors - constant $2024 2027 | 1537.2249 | 1537.2249 | 1007.2771 | 821.3755 | 324.6593 | 781.2064 | 376.3251 | 52.1263 | 478.4795 | 3784.7327 | 531.9525 | 2482.2883 | 123.9851 | 1023.1395 | 2913.3546 | 5867.7195 | 2018.1413 | 1537.2249 | 1537.2249 | 1007.2771 | 821.3755 | 324.6593 | 781.2064 | 376.3251 | 52.1263 | 478.4795 | 3784.7327 | 531.9525 | 2482.2883 | 123.9851 | 1023.1395 | 2913.3546 | 5867.7195 | 2018.1413
Total step factors - constant $2024 2028 | 1519.3278 | 1519.3278 | 1006.076 | 825.6583 | 323.1628 | 757.2973 | 373.5261 | 51.3909 | 459.2354 | 3919.1083 | 530.0813 | 3554.5895 | 124.7804 | 1022.3033 | 2298.902 | 5869.0748 | 2002.2549 | 1519.3278 | 1519.3278 | 1006.076 | 825.6583 | 323.1628 | 757.2973 | 373.5261 | 51.3909 | 459.2354 | 3919.1083 | 530.0813 | 3554.5895 | 124.7804 | 1022.3033 | 2298.902 | 5869.0748 | 2002.2549
Total step factors - constant $2024 2029 | 1500.9108 | 1500.9108 | 1004.1605 | 829.8922 | 321.6483 | 732.5429 | 370.691 | 50.32 | 439.0708 | 4767.0914 | 528.1996 | 3606.9449 | 125.0313 | 1021.466 | 2835.4927 | 5866.7527 | 1986.1556 | 1500.9108 | 1500.9108 | 1004.1605 | 829.8922 | 321.6483 | 732.5429 | 370.691 | 50.32 | 439.0708 | 4767.0914 | 528.1996 | 3606.9449 | 125.0313 | 1021.466 | 2835.4927 | 5866.7527 | 1986.1556
Total step factors - constant $2024 2030 | 1481.9829 | 1481.9829 | 1001.5591 | 834.0777 | 320.1158 | 706.9652 | 421.8193 | 48.9268 | 418.0054 | 4683.1844 | 526.3077 | 4332.3248 | 124.761 | 1020.6276 | 3466.4628 | 5863.709 | 1969.8404 | 1481.9829 | 1481.9829 | 1001.5591 | 834.0777 | 320.1158 | 706.9652 | 421.8193 | 48.9268 | 418.0054 | 4683.1844 | 526.3077 | 4332.3248 | 124.761 | 1020.6276 | 3466.4628 | 5863.709 | 1969.8404
Aggregate trend |  | 0 | 0 | 0 | 0 | 0 | 0 | 0 | 0 | 0 | 0 | 0 | 0 | 0 | 0 | 0 | 0 | 0 | 0 | 0 | 0 | 0 | 0 | 0 | 0 | 0 | 0 | 0 | 0 | 0 | 0 | 0 | 0 | 0
Aggregate trend 2024-2030 | 4.494% | 4.494% | 3.899% | 2.745% | 4.245% | 3.922% | 4.069% | 3.737% | 4.371% | 5.175% | 4.99% | 4.457% | 3.283% | 3.68% | 4.71% | 4.673% | 4.46% | 0.044941 | 0.044941 | 0.038989 | 0.027446 | 0.042453 | 0.039219 | 0.040686 | 0.037365 | 0.043708 | 0.051748 | 0.049896 | 0.044568 | 0.032831 | 0.036799 | 0.047096 | 0.046728 | 0.044603
Aggregate trend 2024-2030 excluding step fatcors | 0.036849 | 0.036849 | 0.035689 | 0.018934 | 0.034112 | 0.031424 | 0.035107 | 0.033805 | 0.039253 | 0.042512 | 0.041535 | 0.038904 | 0.031643 | 0.029594 | 0.036371 | 0.04123 | 0.036441 | 0.036849 | 0.036849 | 0.035689 | 0.018934 | 0.034112 | 0.031424 | 0.035107 | 0.033805 | 0.039253 | 0.042512 | 0.041535 | 0.038904 | 0.031643 | 0.029594 | 0.036371 | 0.04123 | 0.036441
Operating Leases Forecasts (nominal) |  | 0 | 0 | 0 | 0 | 0 | 0 | 0 | 0 | 0 | 0 | 0 | 0 | 0 | 0 | 0 | 0 | 0 | 0 | 0 | 0 | 0 | 0 | 0 | 0 | 0 | 0 | 0 | 0 | 0 | 0 | 0 | 0 | 0
Forecast operating lease payments, 2026 | 0 | 0 | 1327.3518 | 981.2697 | 0 | 32.505 | 86.201 | 0 | 0 | 299.163 | 10.55 | 2097.849 | 30.6584 | 65.7014 | 1459.6455 | 10100.9893 | 1036.2712 | 0 | 0 | 1327.3518 | 981.2697 | 0 | 32.505 | 86.201 | 0 | 0 | 299.163 | 10.55 | 2097.849 | 30.6584 | 65.7014 | 1459.6455 | 10100.9893 | 1036.2712
Forecast operating lease payments, 2027 | 0 | 0 | 1384.501 | 1000.4951 | 0 | 32.505 | 159.301 | 0 | 0 | 294.538 | 10.55 | 3081.4961 | 3.6414 | 68.9864 | 1788.8384 | 10968.6951 | 933.6439 | 0 | 0 | 1384.501 | 1000.4951 | 0 | 32.505 | 159.301 | 0 | 0 | 294.538 | 10.55 | 3081.4961 | 3.6414 | 68.9864 | 1788.8384 | 10968.6951 | 933.6439
Forecast operating lease payments, 2028 | 0 | 0 | 1385.791 | 1020.105 | 0 | 32.505 | 246 | 0 | 0 | 270.931 | 10.55 | 2208.7643 | 3.6596 | 72.4358 | 1824.6152 | 11745.2181 | 951.5775 | 0 | 0 | 1385.791 | 1020.105 | 0 | 32.505 | 246 | 0 | 0 | 270.931 | 10.55 | 2208.7643 | 3.6596 | 72.4358 | 1824.6152 | 11745.2181 | 951.5775
Forecast operating lease payments, 2029 | 0 | 0 | 1581.8716 | 1040.1071 | 0 | 32.505 | 246 | 0 | 0 | 263.062 | 10.55 | 2252.9396 | 3.7142 | 76.0576 | 1861.1075 | 12863.9877 | 965.2835 | 0 | 0 | 1581.8716 | 1040.1071 | 0 | 32.505 | 246 | 0 | 0 | 263.062 | 10.55 | 2252.9396 | 3.7142 | 76.0576 | 1861.1075 | 12863.9877 | 965.2835
Forecast operating lease payments, 2030 | 0 | 0 | 1524.5034 | 1060.5093 | 0 | 32.505 | 246 | 0 | 0 | 263.062 | 10.55 | 3232.3601 | 2.7857 | 79.8604 | 1898.3296 | 13653.1535 | 999.9588 | 0 | 0 | 1524.5034 | 1060.5093 | 0 | 32.505 | 246 | 0 | 0 | 263.062 | 10.55 | 3232.3601 | 2.7857 | 79.8604 | 1898.3296 | 13653.1535 | 999.9588
|  | 0 | 0 | 0 | 0 | 0 | 0 | 0 | 0 | 0 | 0 | 0 | 0 | 0 | 0 | 0 | 0 | 0 | 0 | 0 | 0 | 0 | 0 | 0 | 0 | 0 | 0 | 0 | 0 | 0 | 0 | 0 | 0 | 0
Outputs for chartbook |  | 0 | 0 | 0 | 0 | 0 | 0 | 0 | 0 | 0 | 0 | 0 | 0 | 0 | 0 | 0 | 0 | 0 | 0 | 0 | 0 | 0 | 0 | 0 | 0 | 0 | 0 | 0 | 0 | 0 | 0 | 0 | 0 | 0
Nominal actual opex |  | 0 | 0 | 0 | 0 | 0 | 0 | 0 | 0 | 0 | 0 | 0 | 0 | 0 | 0 | 0 | 0 | 0 | 0 | 0 | 0 | 0 | 0 | 0 | 0 | 0 | 0 | 0 | 0 | 0 | 0 | 0 | 0 | 0
Network opex (nominal) |  | 0 | 0 | 0 | 0 | 0 | 0 | 0 | 0 | 0 | 0 | 0 | 0 | 0 | 0 | 0 | 0 | 0 | 0 | 0 | 0 | 0 | 0 | 0 | 0 | 0 | 0 | 0 | 0 | 0 | 0 | 0 | 0 | 0
Network opex (nominal) 2018 | 5400 | 5400 | 16187 | 3535 | 1315.472 | 4812.9808 | 4178.4032 | 450 | 6066 | 25397.09 | 4772.065 | 31408.9743 | 3599 | 6302.5058 | 10257.51 | 43768.3629 | 16981.1723 | 5400 | 5400 | 16187 | 3535 | 1315.472 | 4812.9808 | 4178.4032 | 450 | 6066 | 25397.09 | 4772.065 | 31408.9743 | 3599 | 6302.5058 | 10257.51 | 43768.3629 | 16981.1723
Network opex (nominal) 2019 | 5476.8678 | 5476.8678 | 16747.4031 | 3770 | 1607.645 | 5389.2642 | 3172.27 | 767 | 5991 | 27520.1885 | 5532.486 | 41164.378 | 3813.1349 | 5309.913 | 11415.507 | 45990 | 16288.6623 | 5476.8678 | 5476.8678 | 16747.4031 | 3770 | 1607.645 | 5389.2642 | 3172.27 | 767 | 5991 | 27520.1885 | 5532.486 | 41164.378 | 3813.1349 | 5309.913 | 11415.507 | 45990 | 16288.6623
Network opex (nominal) 2020 | 7457.0729 | 7457.0729 | 18954.6377 | 4279 | 2070.4108 | 5091.4085 | 3757 | 684 | 6251 | 27390.5084 | 5672.8 | 41971.9229 | 4542.797 | 6323.6332 | 11381.792 | 52839 | 15760.3455 | 7457.0729 | 7457.0729 | 18954.6377 | 4279 | 2070.4108 | 5091.4085 | 3757 | 684 | 6251 | 27390.5084 | 5672.8 | 41971.9229 | 4542.797 | 6323.6332 | 11381.792 | 52839 | 15760.3455
Network opex (nominal) 2021 | 6119.6006 | 6119.6006 | 19481.2 | 3900 | 1554.266 | 4645.2865 | 3546.1305 | 683 | 6396 | 29855.402 | 5216.891 | 40950.2666 | 4628.069 | 6372.9286 | 11693 | 49057 | 15415.2612 | 6119.6006 | 6119.6006 | 19481.2 | 3900 | 1554.266 | 4645.2865 | 3546.1305 | 683 | 6396 | 29855.402 | 5216.891 | 40950.2666 | 4628.069 | 6372.9286 | 11693 | 49057 | 15415.2612
Network opex (nominal) 2022 | 6933.1129 | 6933.1129 | 19665 | 3867 | 1832.2463 | 5649.6401 | 3742.3321 | 881 | 6532 | 29055 | 5262.329 | 48315.7703 | 5646.3363 | 7173.7783 | 13243.7657 | 55059 | 16598.4918 | 6933.1129 | 6933.1129 | 19665 | 3867 | 1832.2463 | 5649.6401 | 3742.3321 | 881 | 6532 | 29055 | 5262.329 | 48315.7703 | 5646.3363 | 7173.7783 | 13243.7657 | 55059 | 16598.4918
Network opex (nominal) 2023 | 5538.9453 | 5538.9453 | 20633 | 3970 | 2080.297 | 6162.187 | 3966.78 | 905 | 6806 | 28352.425 | 6211 | 51973.2025 | 6293.7886 | 9197.2183 | 17588.6424 | 57918 | 16418.3323 | 5538.9453 | 5538.9453 | 20633 | 3970 | 2080.297 | 6162.187 | 3966.78 | 905 | 6806 | 28352.425 | 6211 | 51973.2025 | 6293.7886 | 9197.2183 | 17588.6424 | 57918 | 16418.3323
Network opex (nominal) 2024 | 0 | 0 | 0 | 0 | 0 | 0 | 0 | 0 | 0 | 0 | 0 | 0 | 0 | 0 | 0 | 0 | 0 | 0 | 0 | 0 | 0 | 0 | 0 | 0 | 0 | 0 | 0 | 0 | 0 | 0 | 0 | 0 | 0 | 0
Non-network opex (nominal) |  | 0 | 0 | 0 | 0 | 0 | 0 | 0 | 0 | 0 | 0 | 0 | 0 | 0 | 0 | 0 | 0 | 0 | 0 | 0 | 0 | 0 | 0 | 0 | 0 | 0 | 0 | 0 | 0 | 0 | 0 | 0 | 0 | 0
Non-network opex (nominal) 2018 | 11771.223 | 11771.223 | 19157 | 8527 | 3271.429 | 5109.067 | 6152.1018 | 1466 | 4879 | 28809.419 | 2504.169 | 39013.0951 | 8601 | 9709.3512 | 28228.478 | 69646.5237 | 16329.3527 | 11771.223 | 11771.223 | 19157 | 8527 | 3271.429 | 5109.067 | 6152.1018 | 1466 | 4879 | 28809.419 | 2504.169 | 39013.0951 | 8601 | 9709.3512 | 28228.478 | 69646.5237 | 16329.3527
Non-network opex (nominal) 2019 | 12818.9806 | 12818.9806 | 26027 | 8143 | 3330.4302 | 4689.5306 | 6296.5664 | 1379 | 4513 | 32157.563 | 3127.087 | 46774.199 | 10523.6552 | 10099.4232 | 27992.926 | 75971 | 17728.4513 | 12818.9806 | 12818.9806 | 26027 | 8143 | 3330.4302 | 4689.5306 | 6296.5664 | 1379 | 4513 | 32157.563 | 3127.087 | 46774.199 | 10523.6552 | 10099.4232 | 27992.926 | 75971 | 17728.4513
Non-network opex (nominal) 2020 | 13886.0151 | 13886.0151 | 29068 | 8914 | 3075.232 | 6290.5139 | 6533.2917 | 1394 | 4979 | 33901.396 | 3169.139 | 47811.7619 | 11448.4473 | 12785.7373 | 31776 | 76396 | 16429.887 | 13886.0151 | 13886.0151 | 29068 | 8914 | 3075.232 | 6290.5139 | 6533.2917 | 1394 | 4979 | 33901.396 | 3169.139 | 47811.7619 | 11448.4473 | 12785.7373 | 31776 | 76396 | 16429.887
Non-network opex (nominal) 2021 | 13837 | 13837 | 26771 | 9063 | 3183.682 | 5880.9444 | 6866.1151 | 1324 | 5058 | 35305 | 3689.27 | 49995.6136 | 9973.3882 | 11924.12 | 29771 | 78145 | 17993.3793 | 13837 | 13837 | 26771 | 9063 | 3183.682 | 5880.9444 | 6866.1151 | 1324 | 5058 | 35305 | 3689.27 | 49995.6136 | 9973.3882 | 11924.12 | 29771 | 78145 | 17993.3793
Non-network opex (nominal) 2022 | 15312.3566 | 15312.3566 | 26595 | 9754 | 3297.229 | 6459.9502 | 6896.881 | 1401 | 5437 | 35252 | 3502.368 | 55139.6851 | 10570.9934 | 12391.6333 | 31071.5689 | 81694 | 18805.5488 | 15312.3566 | 15312.3566 | 26595 | 9754 | 3297.229 | 6459.9502 | 6896.881 | 1401 | 5437 | 35252 | 3502.368 | 55139.6851 | 10570.9934 | 12391.6333 | 31071.5689 | 81694 | 18805.5488
Non-network opex (nominal) 2023 | 19356.4052 | 19356.4052 | 27638 | 11479 | 3505.643 | 6732.0028 | 7310.9066 | 1446 | 6194 | 43353.603 | 3819 | 59351.162 | 9641.4609 | 14551.3368 | 32847.6317 | 88024 | 19917.142 | 19356.4052 | 19356.4052 | 27638 | 11479 | 3505.643 | 6732.0028 | 7310.9066 | 1446 | 6194 | 43353.603 | 3819 | 59351.162 | 9641.4609 | 14551.3368 | 32847.6317 | 88024 | 19917.142
Non-network opex (nominal) 2024 | 0 | 0 | 0 | 0 | 0 | 0 | 0 | 0 | 0 | 0 | 0 | 0 | 0 | 0 | 0 | 0 | 0 | 0 | 0 | 0 | 0 | 0 | 0 | 0 | 0 | 0 | 0 | 0 | 0 | 0 | 0 | 0 | 0 | 0
Total opex (nominal) |  | 0 | 0 | 0 | 0 | 0 | 0 | 0 | 0 | 0 | 0 | 0 | 0 | 0 | 0 | 0 | 0 | 0 | 0 | 0 | 0 | 0 | 0 | 0 | 0 | 0 | 0 | 0 | 0 | 0 | 0 | 0 | 0 | 0
Total opex (nominal) 2018 | 17171.223 | 17171.223 | 35344 | 12062 | 4586.901 | 9922.0478 | 10330.505 | 1916 | 10945 | 54206.509 | 7276.234 | 70422.0694 | 12200 | 16011.857 | 38485.988 | 113414.8866 | 33310.525 | 17171.223 | 17171.223 | 35344 | 12062 | 4586.901 | 9922.0478 | 10330.505 | 1916 | 10945 | 54206.509 | 7276.234 | 70422.0694 | 12200 | 16011.857 | 38485.988 | 113414.8866 | 33310.525
Total opex (nominal) 2019 | 18295.8484 | 18295.8484 | 42774.4031 | 11913 | 4938.0752 | 10078.7948 | 9468.8364 | 2146 | 10504 | 59677.7514 | 8659.573 | 87938.5771 | 14336.7901 | 15409.3362 | 39408.433 | 121961 | 34017.1137 | 18295.8484 | 18295.8484 | 42774.4031 | 11913 | 4938.0752 | 10078.7948 | 9468.8364 | 2146 | 10504 | 59677.7514 | 8659.573 | 87938.5771 | 14336.7901 | 15409.3362 | 39408.433 | 121961 | 34017.1137
Total opex (nominal) 2020 | 21343.088 | 21343.088 | 48022.6377 | 13193 | 5145.6427 | 11381.9224 | 10290.2917 | 2078 | 11230 | 61291.9044 | 8841.939 | 89783.6848 | 15991.2442 | 19109.3705 | 43157.792 | 129235 | 32190.2325 | 21343.088 | 21343.088 | 48022.6377 | 13193 | 5145.6427 | 11381.9224 | 10290.2917 | 2078 | 11230 | 61291.9044 | 8841.939 | 89783.6848 | 15991.2442 | 19109.3705 | 43157.792 | 129235 | 32190.2325
Total opex (nominal) 2021 | 19956.6006 | 19956.6006 | 46252.2 | 12963 | 4737.948 | 10526.2308 | 10412.2456 | 2007 | 11454 | 65160.402 | 8906.161 | 90945.8802 | 14601.4571 | 18297.0486 | 41464 | 127202 | 33408.6405 | 19956.6006 | 19956.6006 | 46252.2 | 12963 | 4737.948 | 10526.2308 | 10412.2456 | 2007 | 11454 | 65160.402 | 8906.161 | 90945.8802 | 14601.4571 | 18297.0486 | 41464 | 127202 | 33408.6405
Total opex (nominal) 2022 | 22245.4695 | 22245.4695 | 46260 | 13621 | 5129.4753 | 12109.5903 | 10639.2131 | 2282 | 11969 | 64307 | 8764.697 | 103455.4554 | 16217.3296 | 19565.4116 | 44315.3346 | 136753 | 35404.0406 | 22245.4695 | 22245.4695 | 46260 | 13621 | 5129.4753 | 12109.5903 | 10639.2131 | 2282 | 11969 | 64307 | 8764.697 | 103455.4554 | 16217.3296 | 19565.4116 | 44315.3346 | 136753 | 35404.0406
Total opex (nominal) 2023 | 24895.3504 | 24895.3504 | 48271 | 15449 | 5585.94 | 12894.1897 | 11277.6866 | 2351 | 13000 | 71706.028 | 10030 | 111324.3645 | 15935.2494 | 23748.5551 | 50436.2741 | 145942 | 36335.4743 | 24895.3504 | 24895.3504 | 48271 | 15449 | 5585.94 | 12894.1897 | 11277.6866 | 2351 | 13000 | 71706.028 | 10030 | 111324.3645 | 15935.2494 | 23748.5551 | 50436.2741 | 145942 | 36335.4743
Total opex (nominal) 2024 | 0 | 0 | 0 | 0 | 0 | 0 | 0 | 0 | 0 | 0 | 0 | 0 | 0 | 0 | 0 | 0 | 0 | 0 | 0 | 0 | 0 | 0 | 0 | 0 | 0 | 0 | 0 | 0 | 0 | 0 | 0 | 0 | 0 | 0
Total Step changes 2026-2030 (nominal) | [17 empty] | #VALUE! | #VALUE! | #VALUE! | #VALUE! | #VALUE! | #VALUE! | #VALUE! | #VALUE! | #VALUE! | #VALUE! | #VALUE! | #VALUE! | #VALUE! | #VALUE! | #VALUE! | #VALUE! | #VALUE!
Total Step changes 2026-2030 (nominal) | 8425.7975 | 8425.7975 | 5580.1299 | 4583.9435 | 1770.8568 | 4192.4355 | 2586.2486 | 283.1401 | 2538.7569 | 23237.5967 | 2885.7414 | 18661.0259 | 689.7176 | 5674.3985 | 14878.9254 | 32562.1942 | 11108.7375 | 8425.7975 | 8425.7975 | 5580.1299 | 4583.9435 | 1770.8568 | 4192.4355 | 2586.2486 | 283.1401 | 2538.7569 | 23237.5967 | 2885.7414 | 18661.0259 | 689.7176 | 5674.3985 | 14878.9254 | 32562.1942 | 11108.7375
Prior publication opex allowances and AMP forecasts |  | 0 | 0 | 0 | 0 | 0 | 0 | 0 | 0 | 0 | 0 | 0 | 0 | 0 | 0 | 0 | 0 | 0 | 0 | 0 | 0 | 0 | 0 | 0 | 0 | 0 | 0 | 0 | 0 | 0 | 0 | 0 | 0 | 0
AMP network opex (nominal) |  | 0 | 0 | 0 | 0 | 0 | 0 | 0 | 0 | 0 | 0 | 0 | 0 | 0 | 0 | 0 | 0 | 0 | 0 | 0 | 0 | 0 | 0 | 0 | 0 | 0 | 0 | 0 | 0 | 0 | 0 | 0 | 0 | 0
AMP network opex (nominal) 2024 | 5910.4651 | 5910.4651 | 20760.999 | 3415 | 2298 | 7486 | 4108.191 | 669.9856 | 7951 | 28786 | 6000.748 | 52857 | 6133.9152 | 7863 | 15707.801 | 57469.8092 | 16898.1093 | 5910.4651 | 5910.4651 | 20760.999 | 3415 | 2298 | 7486 | 4108.191 | 669.9856 | 7951 | 28786 | 6000.748 | 52857 | 6133.9152 | 7863 | 15707.801 | 57469.8092 | 16898.1093
AMP network opex (nominal) 2025 | 7431 | 7431 | 21584.86 | 5081.808 | 2598 | 9298 | 4476.988 | 734.2923 | 8132 | 33906 | 6737.0624 | 54691 | 6544.2781 | 9011 | 16179.9226 | 66731.8306 | 20725.7052 | 7431 | 7431 | 21584.86 | 5081.808 | 2598 | 9298 | 4476.988 | 734.2923 | 8132 | 33906 | 6737.0624 | 54691 | 6544.2781 | 9011 | 16179.9226 | 66731.8306 | 20725.7052
AMP network opex (nominal) 2026 | 7609.344 | 7609.344 | 22206.988 | 5312.3802 | 2629 | 9947 | 5290.2443 | 748.9782 | 8459 | 41660 | 6719.5111 | 75067 | 6806.2425 | 10176 | 17766.2015 | 69395.7907 | 21465.0419 | 7609.344 | 7609.344 | 22206.988 | 5312.3802 | 2629 | 9947 | 5290.2443 | 748.9782 | 8459 | 41660 | 6719.5111 | 75067 | 6806.2425 | 10176 | 17766.2015 | 69395.7907 | 21465.0419
AMP network opex (nominal) 2027 | 7769.139 | 7769.139 | 26797.5221 | 5365.1083 | 2682 | 10436 | 5314.1676 | 763.9577 | 8714 | 46298 | 7142.8149 | 73990 | 7010.4298 | 10571 | 18300.1195 | 74241.2041 | 21894.3427 | 7769.139 | 7769.139 | 26797.5221 | 5365.1083 | 2682 | 10436 | 5314.1676 | 763.9577 | 8714 | 46298 | 7142.8149 | 73990 | 7010.4298 | 10571 | 18300.1195 | 74241.2041 | 21894.3427
AMP network opex (nominal) 2028 | 7924.524 | 7924.524 | 27398.7539 | 5463.3905 | 2736 | 10478 | 5308.5275 | 779.2369 | 8979 | 46591 | 7520.4016 | 76892 | 7150.6384 | 10980 | 18884.5318 | 70843.6339 | 22332.2296 | 7924.524 | 7924.524 | 27398.7539 | 5463.3905 | 2736 | 10478 | 5308.5275 | 779.2369 | 8979 | 46591 | 7520.4016 | 76892 | 7150.6384 | 10980 | 18884.5318 | 70843.6339 | 22332.2296
AMP network opex (nominal) 2029 | 8083.011 | 8083.011 | 27197.7507 | 5533.4019 | 2796 | 10914 | 5527.4506 | 794.8216 | 9247 | 50238 | 7297.0113 | 79418 | 7293.6511 | 11409 | 19569.4406 | 69476.7597 | 22778.8741 | 8083.011 | 8083.011 | 27197.7507 | 5533.4019 | 2796 | 10914 | 5527.4506 | 794.8216 | 9247 | 50238 | 7297.0113 | 79418 | 7293.6511 | 11409 | 19569.4406 | 69476.7597 | 22778.8741
AMP network opex (nominal) 2030 | 8244.672 | 8244.672 | 25831.5641 | 5605.5626 | 2858 | 10978 | 5475.2427 | 810.718 | 9528 | 54213 | 7515.7853 | 80493 | 7439.5242 | 11852 | 20013.0565 | 70820.5054 | 23234.4516 | 8244.672 | 8244.672 | 25831.5641 | 5605.5626 | 2858 | 10978 | 5475.2427 | 810.718 | 9528 | 54213 | 7515.7853 | 80493 | 7439.5242 | 11852 | 20013.0565 | 70820.5054 | 23234.4516
AMP non-network opex (nominal) |  | 0 | 0 | 0 | 0 | 0 | 0 | 0 | 0 | 0 | 0 | 0 | 0 | 0 | 0 | 0 | 0 | 0 | 0 | 0 | 0 | 0 | 0 | 0 | 0 | 0 | 0 | 0 | 0 | 0 | 0 | 0 | 0 | 0
AMP non-network opex (nominal) 2024 | 23182.702 | 23182.702 | 31749.0392 | 13547 | 3876 | 7313 | 8080.3532 | 1570 | 6914 | 49399 | 3770.661 | 68154 | 11258.9428 | 15491 | 35434.942 | 109491.9807 | 21512.5056 | 23182.702 | 23182.702 | 31749.0392 | 13547 | 3876 | 7313 | 8080.3532 | 1570 | 6914 | 49399 | 3770.661 | 68154 | 11258.9428 | 15491 | 35434.942 | 109491.9807 | 21512.5056
AMP non-network opex (nominal) 2025 | 32731.588 | 32731.588 | 35134.069 | 16087.43 | 4250 | 8540 | 11750.507 | 1703.4 | 7335 | 52572 | 4127.3246 | 73894 | 12093.849 | 18838 | 36980.3811 | 116644.5013 | 23762.4534 | 32731.588 | 32731.588 | 35134.069 | 16087.43 | 4250 | 8540 | 11750.507 | 1703.4 | 7335 | 52572 | 4127.3246 | 73894 | 12093.849 | 18838 | 36980.3811 | 116644.5013 | 23762.4534
AMP non-network opex (nominal) 2026 | 32454.762 | 32454.762 | 33328.4018 | 15041.1504 | 4432 | 9050 | 10143.7531 | 1737.468 | 7726 | 54032 | 4794.4108 | 85381 | 12873.6879 | 19966 | 38132.5664 | 122158.7301 | 29575.2254 | 32454.762 | 32454.762 | 33328.4018 | 15041.1504 | 4432 | 9050 | 10143.7531 | 1737.468 | 7726 | 54032 | 4794.4108 | 85381 | 12873.6879 | 19966 | 38132.5664 | 122158.7301 | 29575.2254
AMP non-network opex (nominal) 2027 | 31343.777 | 31343.777 | 33008.5347 | 16445.4883 | 4403 | 9581 | 10065.3134 | 1772.2174 | 7960 | 55204 | 5201.0595 | 89630 | 13367.4246 | 20417 | 41912.8519 | 125573.3259 | 31202.113 | 31343.777 | 31343.777 | 33008.5347 | 16445.4883 | 4403 | 9581 | 10065.3134 | 1772.2174 | 7960 | 55204 | 5201.0595 | 89630 | 13367.4246 | 20417 | 41912.8519 | 125573.3259 | 31202.113
AMP non-network opex (nominal) 2028 | 33510.164 | 33510.164 | 33763.8985 | 15831.0323 | 4403 | 9935 | 10023.4927 | 1807.6617 | 8200 | 57135 | 5305.0807 | 96695 | 13731.0945 | 21050 | 42130.1295 | 129249.4529 | 32617.799 | 33510.164 | 33510.164 | 33763.8985 | 15831.0323 | 4403 | 9935 | 10023.4927 | 1807.6617 | 8200 | 57135 | 5305.0807 | 96695 | 13731.0945 | 21050 | 42130.1295 | 129249.4529 | 32617.799
AMP non-network opex (nominal) 2029 | 34030.029 | 34030.029 | 34383.5419 | 15837.0728 | 4403 | 10255 | 10219.6079 | 1843.8149 | 8448 | 66074 | 5411.1823 | 100284 | 13745.2294 | 21788 | 44293.674 | 132669.47 | 33278.0972 | 34030.029 | 34030.029 | 34383.5419 | 15837.0728 | 4403 | 10255 | 10219.6079 | 1843.8149 | 8448 | 66074 | 5411.1823 | 100284 | 13745.2294 | 21788 | 44293.674 | 132669.47 | 33278.0972
AMP non-network opex (nominal) 2030 | 29929.762 | 29929.762 | 35629.2649 | 16168.3587 | 4403 | 10500 | 10474.0823 | 1880.6912 | 8704 | 71284 | 5519.406 | 109500 | 14022.8262 | 22153 | 46707.3113 | 137044.0628 | 34415.6239 | 29929.762 | 29929.762 | 35629.2649 | 16168.3587 | 4403 | 10500 | 10474.0823 | 1880.6912 | 8704 | 71284 | 5519.406 | 109500 | 14022.8262 | 22153 | 46707.3113 | 137044.0628 | 34415.6239
Total AMP opex (nominal) |  | 0 | 0 | 0 | 0 | 0 | 0 | 0 | 0 | 0 | 0 | 0 | 0 | 0 | 0 | 0 | 0 | 0 | 0 | 0 | 0 | 0 | 0 | 0 | 0 | 0 | 0 | 0 | 0 | 0 | 0 | 0 | 0 | 0
Total AMP opex (nominal) 2024 | 29093.1671 | 29093.1671 | 52510.0382 | 16962 | 6174 | 14799 | 12188.5442 | 2239.9856 | 14865 | 78185 | 9771.409 | 121011 | 17392.8579 | 23354 | 51142.7431 | 166961.7899 | 38410.6148 | 29093.1671 | 29093.1671 | 52510.0382 | 16962 | 6174 | 14799 | 12188.5442 | 2239.9856 | 14865 | 78185 | 9771.409 | 121011 | 17392.8579 | 23354 | 51142.7431 | 166961.7899 | 38410.6148
Total AMP opex (nominal) 2025 | 40162.588 | 40162.588 | 56718.9291 | 21169.238 | 6848 | 17838 | 16227.495 | 2437.6923 | 15467 | 86478 | 10864.387 | 128585 | 18638.127 | 27849 | 53160.3037 | 183376.3319 | 44488.1586 | 40162.588 | 40162.588 | 56718.9291 | 21169.238 | 6848 | 17838 | 16227.495 | 2437.6923 | 15467 | 86478 | 10864.387 | 128585 | 18638.127 | 27849 | 53160.3037 | 183376.3319 | 44488.1586
Total AMP opex (nominal) 2026 | 40064.106 | 40064.106 | 55535.3898 | 20353.5306 | 7061 | 18997 | 15433.9974 | 2486.4462 | 16185 | 95692 | 11513.9219 | 160448 | 19679.9304 | 30142 | 55898.7679 | 191554.5209 | 51040.2673 | 40064.106 | 40064.106 | 55535.3898 | 20353.5306 | 7061 | 18997 | 15433.9974 | 2486.4462 | 16185 | 95692 | 11513.9219 | 160448 | 19679.9304 | 30142 | 55898.7679 | 191554.5209 | 51040.2673
Total AMP opex (nominal) 2027 | 39112.916 | 39112.916 | 59806.0567 | 21810.5966 | 7085 | 20017 | 15379.481 | 2536.1751 | 16674 | 101502 | 12343.8744 | 163620 | 20377.8544 | 30988 | 60212.9714 | 199814.5299 | 53096.4557 | 39112.916 | 39112.916 | 59806.0567 | 21810.5966 | 7085 | 20017 | 15379.481 | 2536.1751 | 16674 | 101502 | 12343.8744 | 163620 | 20377.8544 | 30988 | 60212.9714 | 199814.5299 | 53096.4557
Total AMP opex (nominal) 2028 | 41434.688 | 41434.688 | 61162.6523 | 21294.4228 | 7139 | 20413 | 15332.0201 | 2586.8986 | 17179 | 103726 | 12825.4823 | 173587 | 20881.7328 | 32030 | 61014.6613 | 200093.0868 | 54950.0285 | 41434.688 | 41434.688 | 61162.6523 | 21294.4228 | 7139 | 20413 | 15332.0201 | 2586.8986 | 17179 | 103726 | 12825.4823 | 173587 | 20881.7328 | 32030 | 61014.6613 | 200093.0868 | 54950.0285
Total AMP opex (nominal) 2029 | 42113.04 | 42113.04 | 61581.2927 | 21370.4747 | 7199 | 21169 | 15747.0585 | 2638.6366 | 17695 | 116312 | 12708.1936 | 179702 | 21038.8805 | 33197 | 63863.1147 | 202146.2297 | 56056.9713 | 42113.04 | 42113.04 | 61581.2927 | 21370.4747 | 7199 | 21169 | 15747.0585 | 2638.6366 | 17695 | 116312 | 12708.1936 | 179702 | 21038.8805 | 33197 | 63863.1147 | 202146.2297 | 56056.9713
Total AMP opex (nominal) 2030 | 38174.434 | 38174.434 | 61460.829 | 21773.9212 | 7261 | 21478 | 15949.3249 | 2691.4093 | 18232 | 125497 | 13035.1913 | 189993 | 21462.3504 | 34005 | 66720.3678 | 207864.5682 | 57650.0755 | 38174.434 | 38174.434 | 61460.829 | 21773.9212 | 7261 | 21478 | 15949.3249 | 2691.4093 | 18232 | 125497 | 13035.1913 | 189993 | 21462.3504 | 34005 | 66720.3678 | 207864.5682 | 57650.0755
DPP3 total opex series (nominal) |  | 0 | 0 | 0 | 0 | 0 | 0 | 0 | 0 | 0 | 0 | 0 | 0 | 0 | 0 | 0 | 0 | 0 | 0 | 0 | 0 | 0 | 0 | 0 | 0 | 0 | 0 | 0 | 0 | 0 | 0 | 0 | 0 | 0
DPP3 total opex series (nominal) 2018 | 0 | 0 | 0 | 0 | 0 | 0 | 0 | 0 | 0 | 0 | 0 | 0 | 0 | 0 | 0 | 0 | 0 | 0 | 0 | 0 | 0 | 0 | 0 | 0 | 0 | 0 | 0 | 0 | 0 | 0 | 0 | 0 | 0 | 0
DPP3 total opex series (nominal) 2019 | 18242.9638 | 18242.9638 | 42746.8202 | 11886.1147 | 4918.1244 | 10051.0785 | 9421.3194 | 2114.9861 | 10463.1268 | 59579.3455 | 8638.373 | 87690.2162 | 14131.7581 | 15386.0005 | 39342.5373 | 117818.012 | 33959.0887 | 18242.9638 | 18242.9638 | 42746.8202 | 11886.1147 | 4918.1244 | 10051.0785 | 9421.3194 | 2114.9861 | 10463.1268 | 59579.3455 | 8638.373 | 87690.2162 | 14131.7581 | 15386.0005 | 39342.5373 | 117818.012 | 33959.0887
DPP3 total opex series (nominal) 2020 | 18792.7873 | 18792.7873 | 43342.6237 | 11407.791 | 5039.7641 | 10310.8621 | 9563.5827 | 2172.6563 | 10782.5965 | 61726.8374 | 8882.7711 | 90196.5665 | 14488.8954 | 15507.8586 | 40203.6054 | 122097.1815 | 34488.9511 | 18792.7873 | 18792.7873 | 43342.6237 | 11407.791 | 5039.7641 | 10310.8621 | 9563.5827 | 2172.6563 | 10782.5965 | 61726.8374 | 8882.7711 | 90196.5665 | 14488.8954 | 15507.8586 | 40203.6054 | 122097.1815 | 34488.9511
DPP3 total opex series (nominal) 2021 | 19420.273 | 19420.273 | 44723.3609 | 11823.138 | 5180.7118 | 10615.3905 | 9885.612 | 2246.8374 | 11157.712 | 64153.5484 | 9162.9239 | 93422.9678 | 14911.9027 | 16021.4785 | 41582.3872 | 127351.1379 | 35667.6573 | 19420.273 | 19420.273 | 44723.3609 | 11823.138 | 5180.7118 | 10615.3905 | 9885.612 | 2246.8374 | 11157.712 | 64153.5484 | 9162.9239 | 93422.9678 | 14911.9027 | 16021.4785 | 41582.3872 | 127351.1379 | 35667.6573
DPP3 total opex series (nominal) 2022 | 20012.1203 | 20012.1203 | 46248.5301 | 12215.642 | 5310.5866 | 10898.0818 | 10170.6927 | 2316.9756 | 11513.0795 | 66487.6544 | 9425.2765 | 96485.7888 | 15303.1872 | 16537.3444 | 42904.143 | 132448.6848 | 36792.1155 | 20012.1203 | 20012.1203 | 46248.5301 | 12215.642 | 5310.5866 | 10898.0818 | 10170.6927 | 2316.9756 | 11513.0795 | 66487.6544 | 9425.2765 | 96485.7888 | 15303.1872 | 16537.3444 | 42904.143 | 132448.6848 | 36792.1155
DPP3 total opex series (nominal) 2023 | 20629.4321 | 20629.4321 | 48129.3155 | 12625.1591 | 5445.6804 | 11192.332 | 10485.3194 | 2390.1658 | 11880.3765 | 68931.5055 | 9698.6498 | 99415.1133 | 15708.6854 | 17051.6616 | 44325.326 | 137800.8232 | 37965.3799 | 20629.4321 | 20629.4321 | 48129.3155 | 12625.1591 | 5445.6804 | 11192.332 | 10485.3194 | 2390.1658 | 11880.3765 | 68931.5055 | 9698.6498 | 99415.1133 | 15708.6854 | 17051.6616 | 44325.326 | 137800.8232 | 37965.3799
DPP3 total opex series (nominal) 2024 | 21237.1045 | 21237.1045 | 50194.3423 | 13063.7335 | 5585.0373 | 11497.2337 | 10832.6593 | 2464.9982 | 12252.6189 | 71320.638 | 9957.7843 | 102609.6705 | 16108.5462 | 17569.3518 | 45716.0965 | 142973.171 | 39168.447 | 21237.1045 | 21237.1045 | 50194.3423 | 13063.7335 | 5585.0373 | 11497.2337 | 10832.6593 | 2464.9982 | 12252.6189 | 71320.638 | 9957.7843 | 102609.6705 | 16108.5462 | 17569.3518 | 45716.0965 | 142973.171 | 39168.447
DPP3 total opex series (nominal) 2025 | 21815.9174 | 21815.9174 | 51957.9129 | 13485.8756 | 5715.7104 | 11783.5583 | 11113.45 | 2536.7169 | 12609.4982 | 73634.7339 | 10201.9805 | 106186.7639 | 16483.229 | 18063.176 | 47028.8776 | 148015.8896 | 40320.6165 | 21815.9174 | 21815.9174 | 51957.9129 | 13485.8756 | 5715.7104 | 11783.5583 | 11113.45 | 2536.7169 | 12609.4982 | 73634.7339 | 10201.9805 | 106186.7639 | 16483.229 | 18063.176 | 47028.8776 | 148015.8896 | 40320.6165

## Chartbook Calculations
Chartbook calculations
Opex time series
Table A1 - Opex allowances for DPP4 ($M)
Nominal ($M)
As per Page 149 of the DPP3 Final Reasons paper
| Distributor | 2025/26 | 2026/27 | 2027/28 | 2028/29 | 2029/30
| Alpine Energy | 33.1098 | 34.2092 | 35.3486 | 36.5834 | 37.8741
| Aurora Energy | 47.5969 | 55.784 | 57.6275 | 59.6242 | 61.7098
| EA Networks | 18.5754 | 18.8909 | 19.215 | 19.577 | 19.954
| Electricity Invercargill | 6.9645 | 7.2032 | 7.427 | 7.6698 | 7.9233
| Firstlight Network | 16.6886 | 17.1412 | 17.6074 | 18.1141 | 18.6413
| Horizon Energy | 13.9896 | 13.9731 | 14.4229 | 14.9108 | 15.4835
| Nelson Electricity | 2.4638 | 2.5401 | 2.6185 | 2.7033 | 2.7915
| Network Tasman | 16.6772 | 17.2628 | 17.8702 | 18.5275 | 19.215
| Orion NZ | 89.4094 | 93.0021 | 96.8092 | 101.7369 | 105.8261
| OtagoNet | 11.1728 | 11.6559 | 12.1005 | 12.5818 | 13.0869
| Powerco | 134.2823 | 138.8614 | 145.0796 | 150.6152 | 157.1977
| The Lines Company | 18.7523 | 19.2993 | 19.8635 | 20.4756 | 21.1128
| Top Energy | 25.9888 | 26.6876 | 27.4081 | 28.1923 | 29.0088
| Unison Networks | 57.1762 | 60.2856 | 61.6177 | 64.3924 | 67.4066
| Vector Lines | 188.3091 | 195.5044 | 202.9922 | 211.0944 | 219.5938
| Wellington Electricity | 43.6609 | 45.1018 | 46.5952 | 48.2142 | 49.9068
The values below are used in tables and charts in the reasons paper and DPP determination. (Figure A3 Opex time series (constant 2024 prices))
Some of the formulae in this section become inaccurate if the Non-network inflators differ from the Network inflators.
| Year | Network opex index of cost inflator | Non-network opex index of cost inflator | Actual opex | DPP3 opex allowance | Draft decision DPP4 opex allowance | EDB AMP2024 forecast opex
| 2018 | 0.8131 | 0.8131 | 550491.3193
| 2019 | 0.83799 | 0.83799 | 586555.4607
| 2020 | 0.85837 | 0.85837 | 608458.7892
| 2021 | 0.87101 | 0.87101 | 595048.8623 | 593937.7697
| 2022 | 0.9137 | 0.9137 | 605274.8447 | 585609.5651
| 2023 | 0.96593 | 0.96593 | 620317.5866 | 573205.185
| 2024 | 1 | 1 |  | 572551.433 |  | 655061.1499
| 2025 | 1.0323 | 1.0323 |  | 572450.5645 |  | 707441.5883
| 2026 | 1.0585 | 1.0585 |  |  | 684758.4411 | 748308.8238
| 2027 | 1.0831 | 1.0831 |  |  | 699282.9254 | 761117.8617
| 2028 | 1.1084 | 1.1084 |  |  | 707871.4438 | 762947.9547
| 2029 | 1.136 | 1.136 |  |  | 717411.9495 | 769808.5864
| 2030 | 1.1648 | 1.1648 |  |  | 726953.9499 | 775475.7973
Scale factor growth and scale cost growth
The scale cost growth equals the sum of each scale factor multiplied by its respective elasticity factor, and multiplied by the partial productivity factor.
| Distributor | Circuit Length | ICP | Capex |  | Network | Non-Network
| Alpine Energy | 0.299% | 0.7154% | 3.239% |  | 0.4774% | 1.234%
| Aurora Energy | 0.8396% | 1.188% | 1.376% |  | 0.9713% | 0.9679%
| EA Networks | 0.9317% | 1.425% | -5.938% |  | 1.126% | -1.142%
| Electricity Invercargill | 0.2648% | 0.3008% | 3.239% |  | 0.273% | 1.131%
| Firstlight Network | -0.03376% | 0.2461% | 3.239% |  | 0.0932% | 1.014%
| Horizon Energy | 0.3329% | 0.4342% | 3.239% |  | 0.3685% | 1.184%
| Nelson Electricity | 0.1239% | 0.1754% | 3.239% |  | 0.1434% | 1.054%
| Network Tasman | 0.6755% | 1.676% | 3.173% |  | 1.106% | 1.557%
| Orion NZ | 1.038% | 1.941% | 3.239% |  | 1.413% | 1.762%
| OtagoNet | 0.05498% | 3.153% | 3.239% |  | 1.447% | 1.685%
| Powerco | 0.8237% | 1.199% | 3.239% |  | 0.9677% | 1.524%
| The Lines Company | 0.3115% | 0.4804% | 1.555% |  | 0.3782% | 0.6813%
| Top Energy | 0.5713% | 1.214% | -1.112% |  | 0.8432% | 0.1333%
| Unison Networks | 0.102% | 1.098% | 3.239% |  | 0.5469% | 1.249%
| Vector Lines | 0.8844% | 1.705% | 3.239% |  | 1.227% | 1.656%
| Wellington Electricity | 0.4941% | 0.8897% | 3.239% |  | 0.6573% | 1.34%
Table A3 Opex parameters for each distributor (nominal, $,000)
As per Page 156 of the DPP3 Final Reasons paper
| Distributor | Total opex 2023/24 before base adjustments | Total opex base adjustments 2023/24 | Aggregate trend 2024 - 2030 (CAGR %) excluding step factors | Total opex before step factors 2029/30 | Total step factors 2025/26 - 2029/30 | Aggregate trend 2024 - 2030 (CAGR %)
| Alpine Energy | 29093.1671 | 0 | 3.685% | 36147.9153 | 8425.7975 | 4.494%
| Aurora Energy | 49055.6924 | -3454.3458 | 3.569% | 60543.2502 | 5580.1299 | 3.899%
| EA Networks | 16962 | 0 | 1.893% | 18982.5171 | 4583.9435 | 2.745%
| Electricity Invercargill | 6174 | 0 | 3.411% | 7550.4518 | 1770.8568 | 4.245%
| Firstlight Network | 14799 | 0 | 3.142% | 17817.838 | 4192.4355 | 3.922%
| Horizon Energy | 12188.5442 | 0 | 3.511% | 14992.169 | 2586.2486 | 4.069%
| Nelson Electricity | 2239.9856 | 0 | 3.381% | 2734.4994 | 283.1401 | 3.737%
| Network Tasman | 14865 | 0 | 3.925% | 18728.1046 | 2538.7569 | 4.371%
| Orion NZ | 78185 | 0 | 4.251% | 100371.2361 | 23237.5967 | 5.175%
| OtagoNet | 9771.409 | 0 | 4.153% | 12473.8337 | 2885.7414 | 4.99%
| Powerco | 121011 | 0 | 3.89% | 152151.5172 | 18661.0259 | 4.457%
| The Lines Company | 17392.8579 | 0 | 3.164% | 20967.5316 | 689.7176 | 3.283%
| Top Energy | 23354 | 0 | 2.959% | 27819.9759 | 5674.3985 | 3.68%
| Unison Networks | 51142.7431 | 0 | 3.637% | 63368.9551 | 14878.9254 | 4.71%
| Vector Lines | 166961.7899 | 0 | 4.123% | 212763.9319 | 32562.1942 | 4.673%
| Wellington Electricity | 38410.6148 | 0 | 3.644% | 47612.3742 | 11108.7375 | 4.46%
DETERMINATION Schedule 2.2: Specified amounts for the incremental rolling incentive scheme
DETERMINATION Table 2.2.1: Forecast opex for non-exempt EDBs for the DPP regulatory period
This table sums the Operating Leases forecasts (Nominal) to the Opex allowances (Nominal).
Assessment period (All amounts in $000), $ Nominal
| Distributor | Assessment period ending 31 March 2026 | Assessment period ending 31 March 2027 | Assessment period ending 31 March 2028 | Assessment period ending 31 March 2029 | Assessment period ending 31 March 2030
| Alpine Energy | 33109.8064 | 34209.2176 | 35348.5969 | 36583.3691 | 37874.0798
| Aurora Energy | 48924.2761 | 57168.5261 | 59013.2521 | 61206.1054 | 63234.3364
| EA Networks | 19556.6673 | 19891.3462 | 20235.1179 | 20617.077 | 21014.5323
| Electricity Invercargill | 6964.5346 | 7203.2317 | 7426.9739 | 7669.793 | 7923.3121
| Firstlight Network | 16721.0946 | 17173.7436 | 17639.8666 | 18146.6222 | 18673.7925
| Horizon Energy | 14075.7826 | 14132.3541 | 14668.9356 | 15156.8433 | 15729.4902
| Nelson Electricity | 2463.8347 | 2540.065 | 2618.5366 | 2703.3337 | 2791.4877
| Network Tasman | 16677.2426 | 17262.8222 | 17870.1663 | 18527.4749 | 19214.9835
| Orion NZ | 89708.5668 | 93296.6298 | 97080.1709 | 101999.9354 | 106089.1159
| OtagoNet | 11183.357 | 11666.4773 | 12111.034 | 12592.3926 | 13097.4094
| Powerco | 136380.1721 | 141942.9409 | 147288.3652 | 152868.1748 | 160430.0254
| The Lines Company | 18782.9167 | 19302.9609 | 19867.1549 | 20479.2674 | 21115.6347
| Top Energy | 26054.5119 | 26756.6296 | 27480.49 | 28268.3143 | 29088.6294
| Unison Networks | 58635.8496 | 62074.3979 | 63442.3383 | 66253.5259 | 69304.9056
| Vector Lines | 198410.0738 | 206473.119 | 214737.3972 | 223958.3779 | 233246.9391
| Wellington Electricity | 44697.1828 | 46035.3963 | 47546.7577 | 49179.4865 | 50906.7378
Excluding Aurora:
| Distributor | Assessment period ending 31 March 2026 | Assessment period ending 31 March 2027 | Assessment period ending 31 March 2028 | Assessment period ending 31 March 2029 | Assessment period ending 31 March 2030
| Alpine Energy | 33109.8064 | 34209.2176 | 35348.5969 | 36583.3691 | 37874.0798
| EA Networks | 19556.6673 | 19891.3462 | 20235.1179 | 20617.077 | 21014.5323
| Electricity Invercargill | 6964.5346 | 7203.2317 | 7426.9739 | 7669.793 | 7923.3121
| Firstlight Network | 16721.0946 | 17173.7436 | 17639.8666 | 18146.6222 | 18673.7925
| Horizon Energy | 14075.7826 | 14132.3541 | 14668.9356 | 15156.8433 | 15729.4902
| Nelson Electricity | 2463.8347 | 2540.065 | 2618.5366 | 2703.3337 | 2791.4877
| Network Tasman | 16677.2426 | 17262.8222 | 17870.1663 | 18527.4749 | 19214.9835
| Orion NZ | 89708.5668 | 93296.6298 | 97080.1709 | 101999.9354 | 106089.1159
| OtagoNet | 11183.357 | 11666.4773 | 12111.034 | 12592.3926 | 13097.4094
| Powerco | 136380.1721 | 141942.9409 | 147288.3652 | 152868.1748 | 160430.0254
| The Lines Company | 18782.9167 | 19302.9609 | 19867.1549 | 20479.2674 | 21115.6347
| Top Energy | 26054.5119 | 26756.6296 | 27480.49 | 28268.3143 | 29088.6294
| Unison Networks | 58635.8496 | 62074.3979 | 63442.3383 | 66253.5259 | 69304.9056
| Vector Lines | 198410.0738 | 206473.119 | 214737.3972 | 223958.3779 | 233246.9391
| Wellington Electricity | 44697.1828 | 46035.3963 | 47546.7577 | 49179.4865 | 50906.7378